## Sheet1
200359 | MEMBRANE, TF, 1812, 50 GPD, DRY, AXEON | 41.1725 | 12.3517
200361 | MEMBRANE, TF, 1812, 100 GPD, DRY, AXEON | 48.9375 | 14.6813
200362 | MEMBRANE, TF, 1812, 150 GPD, DRY, AXEON | 64.0332 | 19.21

## AXEON 2012 PRICE LIST
2012 PRICE CATALOG
Effective January 1, 2012
Please click on the categories below to navigate to specific items within the price list:
| RESIDENTIAL RO SYSTEMS | RESIDENTIAL MEMBRANES
| FLEXEON 4 STAGE TF RO SYSTEMS | AXEON TF RO MEMBRANES
| FLEXEON 5 STAGE TF RO SYSTEMS | AXEON NF RO MEMBRANES
FLEXEON 4 STAGE TF PERMEATE PUMP RO SYSTEMS
| FLEXEON 5 STAGE TF BOOSTER PUMP RO SYSTEMS | COMMERCIAL MEMBRANES
| FLEXEON 6 STAGE TF ULTRAVIOLET LIGHT RO SYSTEMS | AXEON HF1-SERIES MEMBRANES
AXEON HF4-SERIES MEMBRANES
| LIGHT COMMERCIAL RO SYSTEMS | AXEON HF5-SERIES MEMBRANES
| FLEXEON LT-SERIES RO SYSTEMS | AXEON HR3-SERIES MEMBRANES
AXEON NF3-SERIES MEMBRANES
| COMMERCIAL RO SYSTEMS | AXEON NF4-SERIES MEMBRANES
FLEXEON AT-SERIES RO SYSTEMS
| FLEXEON BT-SERIES RO SYSTEMS | SPECIALTY MEMBRANES
| FLEXEON CT-SERIES RO SYSTEMS | AXEON SPECIALTY MEMBRANES
FLEXEON DT-SERIES RO SYSTEMS
| FLEXEON GT-SERIES RO SYSTEMS | PRESSURE VESSELS
RESIDENTIAL PRESSURE VESSELS
| TAP WATER COMMERCIAL RO SYSTEMS | AXEON PVC SERIES PRESSURE VESSELS
| AXEON R1-SERIES RO SYSTEMS | AXEON SS-304 SERIES PRESSURE VESSELS
| AXEON M1-SERIES RO SYSTEMS | ROPV FRP-300E SERIES PRESSURE VESSELS
ROPV FRP-VIC SERIES PRESSURE VESSELS
BRACKISH WATER COMMERCIAL RO SYSTEMS
| AXEON R2-SERIES RO SYSTEMS | CARTRIDGES
| AXEON M2-SERIES RO SYSTEMS | INLINE SEDIMENT CARTRIDGES
POLYPROPYLENE SEDIMENT CARTRIDGES
| MEDIA FILTRATION SYSTEMS | PLEATED SEDIMENT CARTRIDGES
| AXEON FSD-100 SERIES FILTER SYSTEMS | INLINE CARBON BLOCK CARTRIDGES
| AXEON FSD-200 SERIES FILTER SYSTEMS | CARBON BLOCK CARTRIDGES
| AXEON FSD-300 SERIES FILTER SYSTEMS | GAC CARTRIDGES
| AXEON GACC MEDIA FILTRATION SYSTEMS | KDF 55 / GAC CARTRIDGES
| AXEON ZEOLITE MEDIA FILTRATION SYSTEMS | KDF 85 / GAC CARTRIDGES
| AXEON FILOX MEDIA FILTRATION SYSTEMS | POLYPHOSPHATE CARTRIDGES
| AXEON TIMER WATER SOFTENING SYSTEMS | POLYPHOSPHATE / GAC CARTRIDGES
| AXEON METER WATER SOFTENING SYSTEMS | CALCITE CARTRIDGES
| AXEON METER TWIN WATER SOFTENING SYSTEMS | SOFTENING CARTRIDGES
| AXEON DEIONIZATION DOWNFLOW MEDIA SYSTEMS | MIXED BED DI CARTRIDGES
| AXEON CALCITE UPFLOW MEDIA SYSTEMS | AXEON MIXED BED DI CARTRIDGES
| AXEON GACC UPFLOW MEDIA SYSTEMS | RE-FILLABLE CARTRIDGES
AXEON RE-FILLABLE CARTRIDGES
FILTER BAG CARTRIDGES
| MEDIA SYSTEM COMPONENTS | FILTER HOUSINGS
| FLECK 5600 SXT VALVES | DOUBLE O-RING FILTER HOUSINGS
| FLECK 7000 SXT VALVES | SINGLE O-RING FILTER HOUSINGS
| FLECK 2510 VALVES | BAG FILTER HOUSINGS
| FLECK 2850 NXT VALVES | MULTI-CARTRIDGE FILTER HOUSINGS
| FLECK TWIN 9100 SXT VALVES | SINGLE BRACKETS
| FIBERGLASS MINERAL TANKS | DOUBLE BRACKETS
| STAINLESS STEEL TANK JACKETS | TRIPLE BRACKETS
BRINE TANKS
| MEDIAS & RESINS | PUMPS
PERMEATE PUMPS
| DISINFECTION | BOOSTER PUMPS
| .5 - 1 GPM ULTRAVIOLET LIGHTS | ROTARY VANE PUMPS
| 2 - 12 GPM ULTRAVIOLET LIGHTS | MULTI-STAGE PUMPS
| 32 - 40 GPM ULTRAVIOLET LIGHTS | DELIVERY PUMPS
| 50 - 80 GPM ULTRAVIOLET LIGHTS | VARIABLE SPEED DELIVERY PUMPS
2 - 5 GPM OZONE GENERATORS
| 10 - 20 GPM OZONE GENERATORS | STORAGE TANKS
| 40+ GPM OZONE GENERATORS | METAL BLADDER TANKS
FIBERGLASS BLADDER TANKS
| CHEMICAL INJECTION SYSTEMS | ATMOSPHERIC TANKS
AXEON XP4-SERIES CHEMICAL INJECTION SYSTEMS
| AXEON XP15-SERIES CHEMICAL INJECTION SYSTEMS | INSTRUMENTS & CONTROLS
| AXEON XP30-SERIES CHEMICAL INJECTION SYSTEMS | COMPUTER CONTROLLERS
| PULSAFEEDER SERIES 100 | ELECTRICAL COMPONENTS
| PULSAFEEDER SERIES XP SERIES | TESTING METERS
| PULSAFEEDER SERIES XPV SERIES | FLOW METERS
| ANTI-SCALANTS | PRESSURE GAUGES
| PRESERVATIVES | PRESSURE SWITCHES
| CLEANERS | SOLENOID VALVES
FLOAT SWITCHES
| FILMTEC MEMBRANES | FLOAT VALVES
| FILMTEC RESIDENTIAL MEMBRANES | LEAK DETECTORS
| FILMTEC COMMERCIAL MEMBRANES | GLOBE VALVES
| FILMTEC INDUSTRIAL MEMBRANES | NEEDLE VALVES
| FILMTEC SEAWATER MEMBRANES | CHECK VALVES
| FILMTEC NANOFILTRATION MEMBRANES | FLOW RESTRICTORS
HYDRANAUTICS MEMBRANES
HYDRANAUTICS COMMERCIAL MEMBRANES
HYDRANAUTICS INDUSTRIAL MEMBRANES
HYDRANAUTICS SEA WATER MEMBRANES
| Enter Your Discount Multiplier: |  | 0.3
Use Ctrl + F to Quickly Find Items by Part Number
FLEXEON 4 STAGE TF RO SYSTEMS
|  | List Price: | Your Net Cost:
Part Number: | Description: | Each
201538 | SYSTEM, RO, TF, 4 STAGE, 18 GPD, FLEXEON | 370.398 | 111.1194
201539 | SYSTEM, RO, TF, 4 STAGE, 25 GPD, FLEXEON | 374.8626 | 112.4588
201540 | SYSTEM, RO, TF, 4 STAGE, 35 GPD, FLEXEON | 377.436 | 113.2308
201541 | SYSTEM, RO, TF, 4 STAGE, 50 GPD, FLEXEON | 379.422 | 113.8266
201542 | SYSTEM, RO, TF, 4 STAGE, 75 GPD, FLEXEON | 382.8825 | 114.8648
201543 | SYSTEM, RO, TF, 4 STAGE, 100 GPD, FLEXEON | 389.961 | 116.9883
201544 | SYSTEM, RO, TF, 4 STAGE, 150 GPD, FLEXEON | 395.6 | 118.68
FLEXEON 5 STAGE TF RO SYSTEMS
|  | List Price: | Your Net Cost:
Part Number: | Description: | Each
200004 | SYSTEM, RO, TF, 5 STAGE, 18 GPD, FLEXEON | 387.408 | 116.2224
200005 | SYSTEM, RO, TF, 5 STAGE, 25 GPD, FLEXEON | 391.9536 | 117.5861
200006 | SYSTEM, RO, TF, 5 STAGE, 35 GPD, FLEXEON | 394.689 | 118.4067
200007 | SYSTEM, RO, TF, 5 STAGE, 50 GPD, FLEXEON | 396.7988 | 119.0396
200008 | SYSTEM, RO, TF, 5 STAGE, 75 GPD, FLEXEON | 400.257 | 120.0771
200009 | SYSTEM, RO, TF, 5 STAGE, 100 GPD, FLEXEON | 407.3355 | 122.2006
200010 | SYSTEM, RO, TF, 5 STAGE, 150 GPD, FLEXEON | 413.015 | 123.9045
FLEXEON 4 STAGE TF PERMEATE PUMP RO SYSTEMS
|  | List Price: | Your Net Cost:
Part Number: | Description: | Each
200011 | SYSTEM, RO, TF, 4 STAGE, 18 GPD, PERMEATE PUMP, FLEXEON | 585.396 | 175.6188
200012 | SYSTEM, RO, TF, 4 STAGE, 25 GPD, PERMEATE PUMP, FLEXEON | 588.084 | 176.4252
200013 | SYSTEM, RO, TF, 4 STAGE, 35 GPD, PERMEATE PUMP, FLEXEON | 587.118 | 176.1354
200014 | SYSTEM, RO, TF, 4 STAGE, 50 GPD, PERMEATE PUMP, FLEXEON | 587.328 | 176.1984
200015 | SYSTEM, RO, TF, 4 STAGE, 75 GPD, PERMEATE PUMP, FLEXEON | 589.848 | 176.9544
200016 | SYSTEM, RO, TF, 4 STAGE, 100 GPD, PERMEATE PUMP, FLEXEON | 596.778 | 179.0334
FLEXEON 5 STAGE TF BOOSTER PUMP RO SYSTEMS
|  | List Price: | Your Net Cost:
Part Number: | Description: | Each
200017 | SYSTEM, RO, TF, 5 STAGE, 18 GPD, 6800 PUMP, FLEXEON | 708.708 | 212.6124
200018 | SYSTEM, RO, TF, 5 STAGE, 25 GPD, 6800 PUMP, FLEXEON | 714.7836 | 214.4351
200019 | SYSTEM, RO, TF, 5 STAGE, 35 GPD, 6800 PUMP, FLEXEON | 720.579 | 216.1737
200020 | SYSTEM, RO, TF, 5 STAGE, 50 GPD, 8800 PUMP, FLEXEON | 833.53 | 250.059
200021 | SYSTEM, RO, TF, 5 STAGE, 75 GPD, 8800 PUMP, FLEXEON | 838.0515 | 251.4154
200022 | SYSTEM, RO, TF, 5 STAGE, 100 GPD, 8800 PUMP, FLEXEON | 845.13 | 253.539
200023 | SYSTEM, RO, TF, 5 STAGE, 150 GPD, 8800 PUMP, FLEXEON | 851.83 | 255.549
202253 | SYSTEM, RO, UPGRADE, 6800 PUMP, 220V 50/60HZ | 9 | 2.7
202254 | SYSTEM, RO, UPGRADE, 8800 PUMP, 220V 50/60HZ | 30 | 9
FLEXEON 6 STAGE TF ULTRAVIOLET LIGHT RO SYSTEMS
|  | List Price: | Your Net Cost:
Part Number: | Description: | Each
202441 | SYSTEM, RO, TF, 6 STAGE, 18 GPD, 1 GPM UV, FLEXEON | 544.908 | 163.4724
202442 | SYSTEM, RO, TF, 6 STAGE, 25 GPD, 1 GPM UV, FLEXEON | 550.2036 | 165.0611
202443 | SYSTEM, RO, TF, 6 STAGE, 35 GPD, 1 GPM UV, FLEXEON | 554.439 | 166.3317
202444 | SYSTEM, RO, TF, 6 STAGE, 50 GPD, 1 GPM UV, FLEXEON | 557.256 | 167.1768
202445 | SYSTEM, RO, TF, 6 STAGE, 75 GPD, 1 GPM UV, FLEXEON | 561.132 | 168.3396
202446 | SYSTEM, RO, TF, 6 STAGE, 100 GPD, 1 GPM UV, FLEXEON | 568.2105 | 170.4632
202447 | SYSTEM, RO, TF, 6 STAGE, 150 GPD, 1 GPM UV, FLEXEON | 574.265 | 172.2795
202542 | SYSTEM, RO, UPGRADE, 1 GPM UV, 220V 50/60HZ | 18.5 | 5.55
FLEXEON LT-200 RO SYSTEMS
|  | List Price: | Your Net Cost:
Part Number: | Description: | Each
200024 | SYSTEM, RO, LT-200, STANDARD, 110V 60HZ 1PH, FLEXEON | 1519.77 | 455.931
205317 | SYSTEM, RO, LT-200, STANDARD, 220V 50/60HZ 1PH, FLEXEON | 1589.03 | 476.709
FLEXEON LT-200 OPTIONS & UPGRADES
|  | List Price: | Your Net Cost:
Part Number: | Description: | Each
202448 | SYSTEM, RO, LT-200, MEMBRANE, NF3 - 2514, AXEON | 15.1305 | 4.5392
202449 | SYSTEM, RO, LT-200, MEMBRANE, NF4 - 2514, AXEON | 15.1317 | 4.5395
202452 | SYSTEM, RO, LT-200, VESSEL, PRESSURE, SS, 2514 | 126.84 | 38.052
202454 | SYSTEM, RO, LT-200, FRAME, 10" | 318.92 | 95.676
202455 | SYSTEM, RO, LT-200, FRAME, 20" | 342 | 102.6
202456 | SYSTEM, RO, LT-200, 2.5" X 20" HSGS, FILTERS | 147.72 | 44.316
200026 | SYSTEM, RO, LT-200, TDS METER, DUAL | 216.5616 | 64.9685
202457 | SYSTEM, RO, LT-200, CONDUCTIVITY METER | 175.9536 | 52.7861
202458 | SYSTEM, RO, LT-200, 2.5" x 10" DI CARTRIDGE | 20.075 | 6.0225
202459 | SYSTEM, RO, LT-200, 2.5" x 20" DI CARTRIDGE | 38.05 | 11.415
202460 | SYSTEM, RO, LT-200, 2.5" x 10" CALCITE CARTRIDGE | 18.09 | 5.427
202461 | SYSTEM, RO, LT-200, 2.5" x 20" CALCITE CARTRIDGE | 18.36 | 5.508
FLEXEON LT-300 RO SYSTEMS
|  | List Price: | Your Net Cost:
Part Number: | Description: | Each
200025 | SYSTEM, RO, LT-300, STANDARD, 110V 60 HZ 1PH, FLEXEON | 1931.62 | 579.486
205318 | SYSTEM, RO, LT-300, STANDARD, 220V 50/60HZ 1PH, FLEXEON | 1998.53 | 599.559
FLEXEON LT-300 OPTIONS & UPGRADES
|  | List Price: | Your Net Cost:
Part Number: | Description: | Each
202450 | SYSTEM, RO, LT-300, MEMBRANE, NF3 - 2521, AXEON | 22.638 | 6.7914
202451 | SYSTEM, RO, LT-300, MEMBRANE, NF4 - 2521, AXEON | 22.638 | 6.7914
202453 | SYSTEM, RO, LT-300, VESSEL, PRESSURE, SS, 2521 | 119.9928 | 35.9978
202547 | SYSTEM, RO, LT-300, FRAME, 10" | 318.92 | 95.676
202548 | SYSTEM, RO, LT-300, FRAME, 20" | 342 | 102.6
202549 | SYSTEM, RO, LT-300, 2.5" X 20" HSGS, FILTERS | 147.72 | 44.316
202550 | SYSTEM, RO, LT-300, TDS METER, DUAL | 220.8725 | 66.2618
202551 | SYSTEM, RO, LT-300, CONDUCTIVITY METER | 191.376 | 57.4128
202552 | SYSTEM, RO, LT-300, 2.5" x 10" DI CARTRIDGE | 20.075 | 6.0225
202553 | SYSTEM, RO, LT-300, 2.5" x 20" DI CARTRIDGE | 38.05 | 11.415
202554 | SYSTEM, RO, LT-300, 2.5" x 10" CALCITE CARTRIDGE | 18.09 | 5.427
202555 | SYSTEM, RO, LT-300, 2.5" x 20" CALCITE CARTRIDGE | 18.36 | 5.508
FLEXEON AT-500 RO SYSTEM PACKAGES
|  | List Price: | Your Net Cost:
Part Number: | Description: | Each
200029 | SYSTEM, RO, AT-500S, STANDARD, 110V 60HZ 1PH, FLEXEON | 3721.96 | 1116.588
204294 | SYSTEM, RO, AT-500S, STANDARD, 220V 60HZ 1PH, FLEXEON | 3679.7963 | 1103.9389
204295 | SYSTEM, RO, AT-500S, STANDARD, 220V 50HZ 1PH, FLEXEON | 3709.7963 | 1112.9389
203934 | SYSTEM, RO, AT-500A, ADVANCED, 110V 50/60HZ 1PH, FLEXEON | 5646.7944 | 1694.0383
203960 | SYSTEM, RO, AT-500A, ADVANCED, 220V 50/60HZ 1PH, FLEXEON | 5705.7943 | 1711.7383
203942 | SYSTEM, RO, AT-500P, PREMIER, 110V 50/60HZ 1PH, FLEXEON | 6525.5601 | 1957.668
203970 | SYSTEM, RO, AT-500P, PREMIER, 220V 50/60HZ 1PH, FLEXEON | 6584.5601 | 1975.368
FLEXEON AT-500 OPTIONS & UPGRADES
|  | List Price: | Your Net Cost:
Part Number: | Description: | Each
204350 | SYSTEM, RO, AT-500, CONTROLLER, 110V 60HZ 1PH, MINITROL | 902.1 | 270.63
204298 | SYSTEM, RO, AT-500, CONTROLLER, 220V 60HZ 1PH, MINITROL | 902.1 | 270.63
204776 | SYSTEM, RO, AT-500, CONTROLLER, 220V 50HZ 1PH, MINITROL | 902.1 | 270.63
204351 | SYSTEM, RO, AT-500, CONTROLLER, FEED FLUSH, 110V 60HZ 1PH, MINITROL IF | 1356.75 | 407.025
204299 | SYSTEM, RO, AT-500, CONTROLLER, FEED FLUSH, 220V 60HZ 1PH, MINITROL IF | 1356.75 | 407.025
204778 | SYSTEM, RO, AT-500, CONTROLLER, FEED FLUSH, 220V 50HZ 1PH, MINITROL IF | 1356.75 | 407.025
203673 | SYSTEM, RO, AT-500, CONTROLLER, FEED FLUSH, 110V 60HZ 1PH, S150 | 2177.55 | 653.265
204820 | SYSTEM, RO, AT-500, CONTROLLER, FEED FLUSH, 220V 60HZ 1PH, S150 | 2177.55 | 653.265
204821 | SYSTEM, RO, AT-500, CONTROLLER, FEED FLUSH, 220V 50HZ 1PH, S150 | 2177.55 | 653.265
204352 | SYSTEM, RO, AT-500, OUTLET, PUMP, CHEMICAL, 110V 60HZ 1PH | 365.3 | 109.59
204300 | SYSTEM, RO, AT-500, OUTLET, PUMP, CHEMICAL, 220V 60HZ 1PH | 365.3 | 109.59
204780 | SYSTEM, RO, AT-500, OUTLET, PUMP, CHEMICAL, 220V 50HZ 1PH | 365.3 | 109.59
204349 | SYSTEM, RO, AT-500, SWITCH, TANK, PRESSURE, HIGH, 110V 60HZ 1PH | 251.18 | 75.354
204297 | SYSTEM, RO, AT-500, SWITCH, TANK, PRESSURE, HIGH, 220V 60HZ 1PH | 251.18 | 75.354
204782 | SYSTEM, RO, AT-500, SWITCH, TANK, PRESSURE, HIGH, 220V 50HZ 1PH | 251.18 | 75.354
204353 | SYSTEM, RO, AT-500, PERMEATE FLUSH, TANK, PRESSURE, 110V 60HZ 1PH | 2050 | 615
204301 | SYSTEM, RO, AT-500, PERMEATE FLUSH, TANK, PRESSURE, 220V 60HZ 1PH | 2050 | 615
204784 | SYSTEM, RO, AT-500, PERMEATE FLUSH, TANK, PRESSURE, 220V 50HZ 1PH | 2050 | 615
204354 | SYSTEM, RO, AT-500, PERMEATE FLUSH, TANK, ATMOSPHERIC, 110V 60HZ 1PH | 2385 | 715.5
204302 | SYSTEM, RO, AT-500, PERMEATE FLUSH, TANK, ATMOSPHERIC, 220V 60HZ 1PH | 2385 | 715.5
204786 | SYSTEM, RO, AT-500, PERMEATE FLUSH, TANK, ATMOSPHERIC, 220V 50HZ 1PH | 2385 | 715.5
204355 | SYSTEM, RO, AT-500, PERMEATE FLUSH, FLOAT, MECHANICAL, 110V 60HZ 1PH | 2210 | 663
204303 | SYSTEM, RO, AT-500, PERMEATE FLUSH, FLOAT, MECHANICAL, 220V 60HZ 1PH | 2210 | 663
204788 | SYSTEM, RO, AT-500, PERMEATE FLUSH, FLOAT, MECHANICAL, 220V 50HZ 1PH | 2210 | 663
202099 | SYSTEM, RO, AT-500, MEMBRANE, HF4 - 2521, AXEON | 30 | 9
202100 | SYSTEM, RO, AT-500, MEMBRANE, NF3 - 2521, AXEON | 35.1 | 10.53
202101 | SYSTEM, RO, AT-500, MEMBRANE, NF4 - 2521, AXEON | 35.1 | 10.53
202102 | SYSTEM, RO, AT-500, VESSEL, PRESSURE, SS, 2521 | 223.2 | 66.96
205907 | SYSTEM, RO, AT-500, HOUSING, FILTER, #10, BLUE, 1" FNPT, PENTEK | 31.62 | 9.486
200052 | SYSTEM, RO, AT-500, CONTROLLER, TDS, PS-100, HM DIGITAL | 720.7488 | 216.2246
200053 | SYSTEM, RO, AT-500, CONTROLLER, TDS, DUAL, PS-200, HM DIGITAL | 837.8208 | 251.3462
202105 | SYSTEM, RO, AT-500, CONTROLLER, TDS/CONDUCTIVITY, PSC-150, HM DIGITAL | 846.0288 | 253.8086
200045 | SYSTEM, RO, AT-500, VALVE, RECYCLE, CONCENTRATE, FLOW METER, 0-2 GPM | 373.12 | 111.936
202103 | SYSTEM, RO, AT-500, PUMP, SS, 411, FLUID-O-TECH | 307.02 | 92.106
202116 | SYSTEM, RO, AT-500, PORTS, SAMPLE, PERMEATE | 248.6592 | 74.5978
202111 | SYSTEM, RO, AT-500, VALVE, BLENDING | 289.24 | 86.772
202118 | SYSTEM, RO, AT-500, CRATE, WOOD, SINGLE | 500 | 150
FLEXEON AT-1000 RO SYSTEM PACKAGES
|  | List Price: | Your Net Cost:
Part Number: | Description: | Each
200030 | SYSTEM, RO, AT-1000S, STANDARD, 110V 60HZ 1PH, FLEXEON | 4620.362 | 1386.1086
204306 | SYSTEM, RO, AT-1000S, STANDARD, 220V 60HZ 1PH, FLEXEON | 4679.362 | 1403.8086
204307 | SYSTEM, RO, AT-1000S, STANDARD, 220V 50HZ 1PH, FLEXEON | 4718.5286 | 1415.5586
203935 | SYSTEM, RO, AT-1000A, ADVANCED, 110V 50/60HZ 1PH, FLEXEON | 6671.5933 | 2001.478
203961 | SYSTEM, RO, AT-1000A, ADVANCED, 220V 50/60HZ 1PH, FLEXEON | 6730.5933 | 2019.178
203943 | SYSTEM, RO, AT-1000P, PREMIER, 110V 50/60HZ 1PH, FLEXEON | 7659.059 | 2297.7177
203971 | SYSTEM, RO, AT-1000P, PREMIER, 220V 50/60HZ 1PH, FLEXEON | 7718.0589 | 2315.4177
FLEXEON AT-1000 OPTIONS & UPGRADES
|  | List Price: | Your Net Cost:
Part Number: | Description: | Each
204357 | SYSTEM, RO, AT-1000, CONTROLLER, 110V 60HZ 1PH, MINITROL | 902.1 | 270.63
204310 | SYSTEM, RO, AT-1000, CONTROLLER, 220V 60HZ 1PH, MINITROL | 902.1 | 270.63
204791 | SYSTEM, RO, AT-1000, CONTROLLER, 220V 50HZ 1PH, MINITROL | 902.1 | 270.63
204358 | SYSTEM, RO, AT-1000, CONTROLLER, FEED FLUSH, 110V 60HZ 1PH, MINITROL IF | 1356.75 | 407.025
204311 | SYSTEM, RO, AT-1000, CONTROLLER, FEED FLUSH, 220V 60HZ 1PH, MINITROL IF | 1356.75 | 407.025
204793 | SYSTEM, RO, AT-1000, CONTROLLER, FEED FLUSH, 220V 50HZ 1PH, MINITROL IF | 1356.75 | 407.025
203674 | SYSTEM, RO, AT-1000, CONTROLLER, FEED FLUSH, 110V 60HZ 1PH, S150 | 2177.55 | 653.265
204823 | SYSTEM, RO, AT-1000, CONTROLLER, FEED FLUSH, 220V 60HZ 1PH, S150 | 2177.55 | 653.265
204824 | SYSTEM, RO, AT-1000, CONTROLLER, FEED FLUSH, 220V 50HZ 1PH, S150 | 2177.55 | 653.265
204359 | SYSTEM, RO, AT-1000, OUTLET, PUMP, CHEMICAL, 110V 60HZ 1PH | 365.3 | 109.59
204312 | SYSTEM, RO, AT-1000, OUTLET, PUMP, CHEMICAL, 220V 60HZ 1PH | 365.3 | 109.59
204795 | SYSTEM, RO, AT-1000, OUTLET, PUMP, CHEMICAL, 220V 50HZ 1PH | 365.3 | 109.59
204356 | SYSTEM, RO, AT-1000, SWITCH, TANK, PRESSURE, HIGH, 110V 60HZ 1PH | 251.18 | 75.354
204309 | SYSTEM, RO, AT-1000, SWITCH, TANK, PRESSURE, HIGH, 220V 60HZ 1PH | 251.18 | 75.354
204797 | SYSTEM, RO, AT-1000, SWITCH, TANK, PRESSURE, HIGH, 220V 50HZ 1PH | 251.18 | 75.354
204360 | SYSTEM, RO, AT-1000, PERMEATE FLUSH, TANK, PRESSURE, 110V 60HZ 1PH | 2050 | 615
204313 | SYSTEM, RO, AT-1000, PERMEATE FLUSH, TANK, PRESSURE, 220V 60HZ 1PH | 2050 | 615
204799 | SYSTEM, RO, AT-1000, PERMEATE FLUSH, TANK, PRESSURE, 220V 50HZ 1PH | 2050 | 615
204361 | SYSTEM, RO, AT-1000, PERMEATE FLUSH, TANK, ATMOSPHERIC, 110V 60HZ 1PH | 2385 | 715.5
204314 | SYSTEM, RO, AT-1000, PERMEATE FLUSH, TANK, ATMOSPHERIC, 220V 60HZ 1PH | 2385 | 715.5
204801 | SYSTEM, RO, AT-1000, PERMEATE FLUSH, TANK, ATMOSPHERIC, 220V 50HZ 1PH | 2385 | 715.5
204362 | SYSTEM, RO, AT-1000, PERMEATE FLUSH, FLOAT, MECHANICAL, 110V 60HZ 1PH | 2210 | 663
204315 | SYSTEM, RO, AT-1000, PERMEATE FLUSH, FLOAT, MECHANICAL, 220V 60HZ 1PH | 2210 | 663
204803 | SYSTEM, RO, AT-1000, PERMEATE FLUSH, FLOAT, MECHANICAL, 220V 50HZ 1PH | 2210 | 663
202557 | SYSTEM, RO, AT-1000, MEMBRANE, HF4 - 2521, AXEON | 45 | 13.5
202558 | SYSTEM, RO, AT-1000, MEMBRANE, NF3 - 2521, AXEON | 56.16 | 16.848
202559 | SYSTEM, RO, AT-1000, MEMBRANE, NF4 - 2521, AXEON | 56.16 | 16.848
202560 | SYSTEM, RO, AT-1000, VESSEL, PRESSURE, SS, 2521 | 330.8 | 99.24
205904 | SYSTEM, RO, AT-1000, HOUSING, FILTER, #10, BLUE, 1" FNPT, PENTEK | 31.62 | 9.486
202563 | SYSTEM, RO, AT-1000, CONTROLLER, TDS, PS-100, HM DIGITAL | 725.328 | 217.5984
202564 | SYSTEM, RO, AT-1000, CONTROLLER, TDS, DUAL, PS-200, HM DIGITAL | 851.1696 | 255.3509
202565 | SYSTEM, RO, AT-1000, CONTROLLER, TDS/CONDUCTIVITY, PSC-150, HM DIGITAL | 815.0976 | 244.5293
202562 | SYSTEM, RO, AT-1000, VALVE, RECYCLE, CONCENTRATE, FLOW METER, 0-2 GPM | 378.8 | 113.64
202104 | SYSTEM, RO, AT-1000, PUMP, SS, 611, FLUID-O-TECH | 406.98 | 122.094
202577 | SYSTEM, RO, AT-1000, PORTS, SAMPLE, PERMEATE | 310.0032 | 93.001
202572 | SYSTEM, RO, AT-1000, VALVE, BLENDING | 289.24 | 86.772
202579 | SYSTEM, RO, AT-1000, CRATE, WOOD, SINGLE | 500 | 150
FLEXEON BT-1500 RO SYSTEM PACKAGES
|  | List Price: | Your Net Cost:
Part Number: | Description: | Each
200031 | SYSTEM, RO, BT-1500S, STANDARD, 110V 60HZ 1PH, FLEXEON | 5419.4279 | 1625.8284
204317 | SYSTEM, RO, BT-1500S, STANDARD, 220V 60HZ 1PH, FLEXEON | 5478.4279 | 1643.5284
204318 | SYSTEM, RO, BT-1500S, STANDARD, 220V 50HZ 1PH, FLEXEON | 5523.4278 | 1657.0283
203936 | SYSTEM, RO, BT-1500A, ADVANCED, 110V 50/60HZ 1PH, FLEXEON | 7470.7259 | 2241.2178
203962 | SYSTEM, RO, BT-1500A, ADVANCED, 220V 50/60HZ 1PH, FLEXEON | 7529.7258 | 2258.9177
203944 | SYSTEM, RO, BT-1500P, PREMIER, 110V 50/60HZ 1PH, FLEXEON | 8458.4582 | 2537.5375
203972 | SYSTEM, RO, BT-1500P, PREMIER, 220V 50/60HZ 1PH, FLEXEON | 8517.4581 | 2555.2374
FLEXEON BT-1500 OPTIONS & UPGRADES
|  | List Price: | Your Net Cost:
Part Number: | Description: | Each
204364 | SYSTEM, RO, BT-1500, CONTROLLER, 110V 60HZ 1PH, MINITROL | 902.1 | 270.63
204321 | SYSTEM, RO, BT-1500, CONTROLLER, 220V 60HZ 1PH, MINITROL | 902.1 | 270.63
204806 | SYSTEM, RO, BT-1500, CONTROLLER, 220V 50HZ 1PH, MINITROL | 902.1 | 270.63
204365 | SYSTEM, RO, BT-1500, CONTROLLER, FEED FLUSH, 110V 60HZ 1PH, MINITROL IF | 1356.75 | 407.025
204322 | SYSTEM, RO, BT-1500, CONTROLLER, FEED FLUSH, 220V 60HZ 1PH, MINITROL IF | 1356.75 | 407.025
204808 | SYSTEM, RO, BT-1500, CONTROLLER, FEED FLUSH, 220V 50HZ 1PH, MINITROL IF | 1356.75 | 407.025
203675 | SYSTEM, RO, BT-1500, CONTROLLER, FEED FLUSH, 110V 60HZ 1PH, S150 | 2177.55 | 653.265
204826 | SYSTEM, RO, BT-1500, CONTROLLER, FEED FLUSH, 220V 60HZ 1PH, S150 | 2177.55 | 653.265
204827 | SYSTEM, RO, BT-1500, CONTROLLER, FEED FLUSH, 220V 50HZ 1PH, S150 | 2177.55 | 653.265
204366 | SYSTEM, RO, BT-1500, OUTLET, PUMP, CHEMICAL, 110V 60HZ 1PH | 365.3 | 109.59
204323 | SYSTEM, RO, BT-1500, OUTLET, PUMP, CHEMICAL, 220V 60HZ 1PH | 365.3 | 109.59
204810 | SYSTEM, RO, BT-1500, OUTLET, PUMP, CHEMICAL, 220V 50HZ 1PH | 365.3 | 109.59
204363 | SYSTEM, RO, BT-1500, SWITCH, TANK, PRESSURE, HIGH, 110V 60HZ 1PH | 251.18 | 75.354
204320 | SYSTEM, RO, BT-1500, SWITCH, TANK, PRESSURE, HIGH, 220V 60HZ 1PH | 251.18 | 75.354
204812 | SYSTEM, RO, BT-1500, SWITCH, TANK, PRESSURE, HIGH, 220V 50HZ 1PH | 251.18 | 75.354
204367 | SYSTEM, RO, BT-1500, PERMEATE FLUSH, TANK, PRESSURE, 110V 60HZ 1PH | 2050 | 615
204324 | SYSTEM, RO, BT-1500, PERMEATE FLUSH, TANK, PRESSURE, 220V 60HZ 1PH | 2050 | 615
204814 | SYSTEM, RO, BT-1500, PERMEATE FLUSH, TANK, PRESSURE, 220V 50HZ 1PH | 2050 | 615
204368 | SYSTEM, RO, BT-1500, PERMEATE FLUSH, TANK, ATMOSPHERIC, 110V 60HZ 1PH | 2385 | 715.5
204325 | SYSTEM, RO, BT-1500, PERMEATE FLUSH, TANK, ATMOSPHERIC, 220V 60HZ 1PH | 2385 | 715.5
204816 | SYSTEM, RO, BT-1500, PERMEATE FLUSH, TANK, ATMOSPHERIC, 220V 50HZ 1PH | 2385 | 715.5
204369 | SYSTEM, RO, BT-1500, PERMEATE FLUSH, FLOAT, MECHANICAL, 110V 60HZ 1PH | 2210 | 663
204326 | SYSTEM, RO, BT-1500, PERMEATE FLUSH, FLOAT, MECHANICAL, 220V 60HZ 1PH | 2210 | 663
204818 | SYSTEM, RO, BT-1500, PERMEATE FLUSH, FLOAT, MECHANICAL, 220V 50HZ 1PH | 2210 | 663
202119 | SYSTEM, RO, BT-1500, MEMBRANE, HF4 - 2540, AXEON | 45 | 13.5
202120 | SYSTEM, RO, BT-1500, MEMBRANE, NF3 - 2540, AXEON | 72.3 | 21.69
202121 | SYSTEM, RO, BT-1500, MEMBRANE, NF4 - 2540, AXEON | 72.3 | 21.69
202126 | SYSTEM, RO, BT-1500, VESSEL, PRESSURE, SS, 2540 | 262.35 | 78.705
205908 | SYSTEM, RO, BT-1500, HOUSING, FILTER, #20, BLUE, 1" FNPT, PENTEK | 65.62 | 19.686
202465 | SYSTEM, RO, BT-1500, CONTROLLER, TDS, PS-100, HM DIGITAL | 725.0731 | 217.5219
202466 | SYSTEM, RO, BT-1500, CONTROLLER, TDS, DUAL, PS-200, HM DIGITAL | 851.1523 | 255.3457
202132 | SYSTEM, RO, BT-1500, CONTROLLER, TDS/CONDUCTIVITY, PSC-150, HM DIGITAL | 846.0331 | 253.8099
202464 | SYSTEM, RO, BT-1500, VALVE, RECYCLE, CONCENTRATE, FLOW METER, 0-2 GPM | 379.12 | 113.736
202129 | SYSTEM, RO, BT-1500, PUMP, SS, 611, FLUID-O-TECH | 406.98 | 122.094
202143 | SYSTEM, RO, BT-1500, PORTS, SAMPLE, PERMEATE | 206.6688 | 62.0006
202138 | SYSTEM, RO, BT-1500, VALVE, BLENDING | 289.24 | 86.772
202145 | SYSTEM, RO, BT-1500, CRATE, WOOD, SINGLE | 500 | 150
FLEXEON BT-1800 RO SYSTEM PACKAGES
|  | List Price: | Your Net Cost:
Part Number: | Description: | Each
200032 | SYSTEM, RO, BT-1800S, STANDARD, 110V 60HZ 1PH, FLEXEON | 6042.394 | 1812.7182
204329 | SYSTEM, RO, BT-1800S, STANDARD, 220V 60HZ 1PH, FLEXEON | 6219.3604 | 1865.8081
204330 | SYSTEM, RO, BT-1800S, STANDARD, 220V 50HZ 1PH, FLEXEON | 6308.3604 | 1892.5081
203937 | SYSTEM, RO, BT-1800A, ADVANCED, 110V 50/60HZ 1PH, FLEXEON | 7696.5923 | 2308.9777
203963 | SYSTEM, RO, BT-1800A, ADVANCED, 220V 50/60HZ 1PH, FLEXEON | 7873.5588 | 2362.0676
203945 | SYSTEM, RO, BT-1800P, PREMIER, 110V 50/60HZ 1PH, FLEXEON | 8657.6913 | 2597.3074
203973 | SYSTEM, RO, BT-1800P, PREMIER, 220V 50/60HZ 1PH, FLEXEON | 8834.6578 | 2650.3973
FLEXEON BT-1800 OPTIONS & UPGRADES
|  | List Price: | Your Net Cost:
Part Number: | Description: | Each
204371 | SYSTEM, RO, BT-1800, CONTROLLER, 110V 60HZ 1PH, MINITROL | 902.1 | 270.63
204332 | SYSTEM, RO, BT-1800, CONTROLLER, 220V 60HZ 1PH, MINITROL | 902.1 | 270.63
204830 | SYSTEM, RO, BT-1800, CONTROLLER, 220V 50HZ 1PH, MINITROL | 902.1 | 270.63
204372 | SYSTEM, RO, BT-1800, CONTROLLER, FEED FLUSH, 110V 60HZ 1PH, MINITROL IF | 1356.75 | 407.025
204333 | SYSTEM, RO, BT-1800, CONTROLLER, FEED FLUSH, 220V 60HZ 1PH, MINITROL IF | 1356.75 | 407.025
204832 | SYSTEM, RO, BT-1800, CONTROLLER, FEED FLUSH, 220V 50HZ 1PH, MINITROL IF | 1356.75 | 407.025
203676 | SYSTEM, RO, BT-1800, CONTROLLER, FEED FLUSH, 110V 60HZ 1PH, S150 | 2177.55 | 653.265
204834 | SYSTEM, RO, BT-1800, CONTROLLER, FEED FLUSH, 220V 60HZ 1PH, S150 | 2177.55 | 653.265
204835 | SYSTEM, RO, BT-1800, CONTROLLER, FEED FLUSH, 220V 50HZ 1PH, S150 | 2177.55 | 653.265
204373 | SYSTEM, RO, BT-1800, OUTLET, PUMP, CHEMICAL, 110V 60HZ 1PH | 365.3 | 109.59
204334 | SYSTEM, RO, BT-1800, OUTLET, PUMP, CHEMICAL, 220V 60HZ 1PH | 365.3 | 109.59
204837 | SYSTEM, RO, BT-1800, OUTLET, PUMP, CHEMICAL, 220V 50HZ 1PH | 365.3 | 109.59
204370 | SYSTEM, RO, BT-1800, SWITCH, TANK, PRESSURE, HIGH, 110V 60HZ 1PH | 251.18 | 75.354
204331 | SYSTEM, RO, BT-1800, SWITCH, TANK, PRESSURE, HIGH, 220V 60HZ 1PH | 251.18 | 75.354
204839 | SYSTEM, RO, BT-1800, SWITCH, TANK, PRESSURE, HIGH, 220V 50HZ 1PH | 251.18 | 75.354
204374 | SYSTEM, RO, BT-1800, PERMEATE FLUSH, TANK, PRESSURE, 110V 60HZ 1PH | 2050 | 615
204335 | SYSTEM, RO, BT-1800, PERMEATE FLUSH, TANK, PRESSURE, 220V 60HZ 1PH | 2050 | 615
204841 | SYSTEM, RO, BT-1800, PERMEATE FLUSH, TANK, PRESSURE, 220V 50HZ 1PH | 2050 | 615
204375 | SYSTEM, RO, BT-1800, PERMEATE FLUSH, TANK, ATMOSPHERIC, 110V 60HZ 1PH | 2385 | 715.5
204336 | SYSTEM, RO, BT-1800, PERMEATE FLUSH, TANK, ATMOSPHERIC, 220V 60HZ 1PH | 2385 | 715.5
204843 | SYSTEM, RO, BT-1800, PERMEATE FLUSH, TANK, ATMOSPHERIC, 220V 50HZ 1PH | 2385 | 715.5
204376 | SYSTEM, RO, BT-1800, PERMEATE FLUSH, FLOAT, MECHANICAL, 110V 60HZ 1PH | 2210 | 663
204337 | SYSTEM, RO, BT-1800, PERMEATE FLUSH, FLOAT, MECHANICAL, 220V 60HZ 1PH | 2210 | 663
204845 | SYSTEM, RO, BT-1800, PERMEATE FLUSH, FLOAT, MECHANICAL, 220V 50HZ 1PH | 2210 | 663
202122 | SYSTEM, RO, BT-1800, MEMBRANE, HF4 - 4040, AXEON | 30 | 9
202123 | SYSTEM, RO, BT-1800, MEMBRANE, HF5 - 4040, AXEON | 48.05 | 14.415
202124 | SYSTEM, RO, BT-1800, MEMBRANE, NF3 - 4040, AXEON | 70.7 | 21.21
202125 | SYSTEM, RO, BT-1800, MEMBRANE, NF4 - 4040, AXEON | 70.7 | 21.21
202127 | SYSTEM, RO, BT-1800, VESSEL, PRESSURE, SS, 4040 | 145 | 43.5
202128 | SYSTEM, RO, BT-1800, VESSEL, PRESSURE, FRP, 4040 | 215 | 64.5
205909 | SYSTEM, RO, BT-1800, HOUSING, FILTER, #20, BLUE, 1" FNPT, PENTEK | 65.62 | 19.686
202580 | SYSTEM, RO, BT-1800, CONTROLLER, TDS, PS-100, HM DIGITAL | 722.088 | 216.6264
202581 | SYSTEM, RO, BT-1800, CONTROLLER, TDS, DUAL, PS-200, HM DIGITAL | 840.9312 | 252.2794
202582 | SYSTEM, RO, BT-1800, CONTROLLER, TDS/CONDUCTIVITY, PSC-150, HM DIGITAL | 843.048 | 252.9144
202130 | SYSTEM, RO, BT-1800, PUMP, SS, 1011, FLUID-O-TECH | 387.6 | 116.28
202594 | SYSTEM, RO, BT-1800, PORTS, SAMPLE, PERMEATE | 117.9792 | 35.3938
202589 | SYSTEM, RO, BT-1800, VALVE, BLENDING | 289.24 | 86.772
202596 | SYSTEM, RO, BT-1800, CRATE, WOOD, SINGLE | 500 | 150
FLEXEON BT-2000 RO SYSTEM PACKAGES
|  | List Price: | Your Net Cost:
Part Number: | Description: | Each
200033 | SYSTEM, RO, BT-2000S, STANDARD, 110V 60HZ 1PH, FLEXEON | 6170.4272 | 1851.1281
204339 | SYSTEM, RO, BT-2000S, STANDARD, 220V 60HZ 1PH, FLEXEON | 6229.4271 | 1868.8281
204340 | SYSTEM, RO, BT-2000S, STANDARD, 220V 50HZ 1PH, FLEXEON | 6296.427 | 1888.9281
203938 | SYSTEM, RO, BT-2000A, ADVANCED, 110V 50/60HZ 1PH, FLEXEON | 8243.8584 | 2473.1575
203964 | SYSTEM, RO, BT-2000A, ADVANCED, 220V 50/60HZ 1PH, FLEXEON | 8302.8584 | 2490.8575
203946 | SYSTEM, RO, BT-2000P, PREMIER, 110V 50/60HZ 1PH, FLEXEON | 9208.5241 | 2762.5572
203974 | SYSTEM, RO, BT-2000P, PREMIER, 220V 50/60HZ 1PH, FLEXEON | 9267.5241 | 2780.2572
FLEXEON BT-2000 OPTIONS & UPGRADES
|  | List Price: | Your Net Cost:
Part Number: | Description: | Each
204378 | SYSTEM, RO, BT-2000, CONTROLLER, 110V 60HZ 1PH, MINITROL | 902.1 | 270.63
204343 | SYSTEM, RO, BT-2000, CONTROLLER, 220V 60HZ 1PH, MINITROL | 902.1 | 270.63
204848 | SYSTEM, RO, BT-2000, CONTROLLER, 220V 50HZ 1PH, MINITROL | 902.1 | 270.63
204379 | SYSTEM, RO, BT-2000, CONTROLLER, FEED FLUSH, 110V 60HZ 1PH, MINITROL IF | 1356.75 | 407.025
204344 | SYSTEM, RO, BT-2000, CONTROLLER, FEED FLUSH, 220V 60HZ 1PH, MINITROL IF | 1356.75 | 407.025
204850 | SYSTEM, RO, BT-2000, CONTROLLER, FEED FLUSH, 220V 50HZ 1PH, MINITROL IF | 1356.75 | 407.025
203677 | SYSTEM, RO, BT-2000, CONTROLLER, FEED FLUSH, 110V 60HZ 1PH, S150 | 2177.55 | 653.265
204852 | SYSTEM, RO, BT-2000, CONTROLLER, FEED FLUSH, 220V 60HZ 1PH, S150 | 2177.55 | 653.265
204853 | SYSTEM, RO, BT-2000, CONTROLLER, FEED FLUSH, 220V 50HZ 1PH, S150 | 2177.55 | 653.265
204380 | SYSTEM, RO, BT-2000, OUTLET, PUMP, CHEMICAL, 110V 60HZ 1PH | 365.3 | 109.59
204345 | SYSTEM, RO, BT-2000, OUTLET, PUMP, CHEMICAL, 220V 60HZ 1PH | 365.3 | 109.59
204855 | SYSTEM, RO, BT-2000, OUTLET, PUMP, CHEMICAL, 220V 50HZ 1PH | 365.3 | 109.59
204377 | SYSTEM, RO, BT-2000, SWITCH, TANK, PRESSURE, HIGH, 110V 60HZ 1PH | 251.18 | 75.354
204342 | SYSTEM, RO, BT-2000, SWITCH, TANK, PRESSURE, HIGH, 220V 60HZ 1PH | 251.18 | 75.354
204857 | SYSTEM, RO, BT-2000, SWITCH, TANK, PRESSURE, HIGH, 220V 50HZ 1PH | 251.18 | 75.354
204381 | SYSTEM, RO, BT-2000, PERMEATE FLUSH, TANK, PRESSURE, 110V 60HZ 1PH | 2050 | 615
204346 | SYSTEM, RO, BT-2000, PERMEATE FLUSH, TANK, PRESSURE, 220V 60HZ 1PH | 2050 | 615
204859 | SYSTEM, RO, BT-2000, PERMEATE FLUSH, TANK, PRESSURE, 220V 50HZ 1PH | 2050 | 615
204382 | SYSTEM, RO, BT-2000, PERMEATE FLUSH, TANK, ATMOSPHERIC, 110V 60HZ 1PH | 2385 | 715.5
204347 | SYSTEM, RO, BT-2000, PERMEATE FLUSH, TANK, ATMOSPHERIC, 220V 60HZ 1PH | 2385 | 715.5
204861 | SYSTEM, RO, BT-2000, PERMEATE FLUSH, TANK, ATMOSPHERIC, 220V 50HZ 1PH | 2385 | 715.5
204383 | SYSTEM, RO, BT-2000, PERMEATE FLUSH, FLOAT, MECHANICAL, 110V 60HZ 1PH | 2210 | 663
204348 | SYSTEM, RO, BT-2000, PERMEATE FLUSH, FLOAT, MECHANICAL, 220V 60HZ 1PH | 2210 | 663
204863 | SYSTEM, RO, BT-2000, PERMEATE FLUSH, FLOAT, MECHANICAL, 220V 50HZ 1PH | 2210 | 663
202597 | SYSTEM, RO, BT-2000, MEMBRANE, HF4 - 2540, AXEON | 67 | 20.1
202598 | SYSTEM, RO, BT-2000, MEMBRANE, NF3 - 2540, AXEON | 108.45 | 32.535
202599 | SYSTEM, RO, BT-2000, MEMBRANE, NF4 - 2540, AXEON | 108.45 | 32.535
202600 | SYSTEM, RO, BT-2000, VESSEL, PRESSURE, SS, 2540 | 458.4 | 137.52
205905 | SYSTEM, RO, BT-2000, HOUSING, FILTER, #20, BLUE, 1" FNPT, PENTEK | 65.62 | 19.686
202605 | SYSTEM, RO, BT-2000, CONTROLLER, TDS, PS-100, HM DIGITAL | 725.0688 | 217.5206
202606 | SYSTEM, RO, BT-2000, CONTROLLER, TDS, DUAL, PS-200, HM DIGITAL | 847.4544 | 254.2363
202607 | SYSTEM, RO, BT-2000, CONTROLLER, TDS/CONDUCTIVITY, PSC-150, HM DIGITAL | 839.2032 | 251.761
202604 | SYSTEM, RO, BT-2000, VALVE, RECYCLE, CONCENTRATE, FLOW METER, 0-2 GPM | 379.28 | 113.784
202601 | SYSTEM, RO, BT-2000, PUMP, SS, 1011, FLUID-O-TECH | 387.6 | 116.28
202619 | SYSTEM, RO, BT-2000, PORTS, SAMPLE, PERMEATE | 309.4848 | 92.8454
202614 | SYSTEM, RO, BT-2000, VALVE, BLENDING | 289.24 | 86.772
202621 | SYSTEM, RO, BT-2000, CRATE, WOOD, SINGLE | 500 | 150
FLEXEON CT-4000 RO SYSTEM PACKAGES
|  | List Price: | Your Net Cost:
Part Number: | Description: | Each
204384 | SYSTEM, RO, CT-4000S, STANDARD, 220V 60HZ 1PH, FLEXEON | 8991.99 | 2697.597
204385 | SYSTEM, RO, CT-4000S, STANDARD, 220V 50HZ 1PH, FLEXEON | 8991.991 | 2697.5973
204386 | SYSTEM, RO, CT-4000S, STANDARD, 220V 60HZ 3PH, FLEXEON | 10828.16 | 3248.448
204387 | SYSTEM, RO, CT-4000S, STANDARD, 220V 50HZ 3PH, FLEXEON | 10828.1558 | 3248.4468
204388 | SYSTEM, RO, CT-4000S, STANDARD, 380V 50HZ 3PH, FLEXEON | 10927.1224 | 3278.1367
204389 | SYSTEM, RO, CT-4000S, STANDARD, 460V 60HZ 3PH, FLEXEON | 10961.12 | 3288.336
203965 | SYSTEM, RO, CT-4000A, ADVANCED, 220V 50/60HZ 1PH, FLEXEON | 9971.9234 | 2991.577
203986 | SYSTEM, RO, CT-4000A, ADVANCED, 220V 50/60HZ 3PH, FLEXEON | 11808.0882 | 3542.4265
204004 | SYSTEM, RO, CT-4000A, ADVANCED, 380V 50HZ 3PH, FLEXEON | 11907.0548 | 3572.1164
204022 | SYSTEM, RO, CT-4000A, ADVANCED, 460V 60HZ 3PH, FLEXEON | 11943.8547 | 3583.1564
203975 | SYSTEM, RO, CT-4000P, PREMIER, 220V 50/60HZ 1PH, FLEXEON | 11423.6886 | 3427.1066
203992 | SYSTEM, RO, CT-4000P, PREMIER, 220V 50/60HZ 3PH, FLEXEON | 13259.8534 | 3977.956
204010 | SYSTEM, RO, CT-4000P, PREMIER, 380V 50HZ 3PH, FLEXEON | 13358.82 | 4007.646
204028 | SYSTEM, RO, CT-4000P, PREMIER, 460V 60HZ 3PH, FLEXEON | 13395.6199 | 4018.686
FLEXEON CT-4000 OPTIONS & UPGRADES
|  | List Price: | Your Net Cost:
Part Number: | Description: | Each
204392 | SYSTEM, RO, CT-4000, CONTROLLER, FEED FLUSH, 220V 60HZ 1PH, MINITROL IF | 599.5875 | 179.8762
204868 | SYSTEM, RO, CT-4000, CONTROLLER, FEED FLUSH, 220V 50HZ 1PH, MINITROL IF | 599.5875 | 179.8762
204393 | SYSTEM, RO, CT-4000, CONTROLLER, FEED FLUSH, 220V 60HZ 3PH, MINITROL IF | 599.5875 | 179.8762
204869 | SYSTEM, RO, CT-4000, CONTROLLER, FEED FLUSH, 220V 50HZ 3PH, MINITROL IF | 599.5875 | 179.8762
204394 | SYSTEM, RO, CT-4000, CONTROLLER, FEED FLUSH, 380V 50HZ 3PH, MINITROL IF | 599.5875 | 179.8762
204395 | SYSTEM, RO, CT-4000, CONTROLLER, FEED FLUSH, 460V 60HZ 3PH, MINITROL IF | 599.5875 | 179.8762
204396 | SYSTEM, RO, CT-4000, CONTROLLER, FEED FLUSH, 220V 60HZ 1PH, S150 | 1316.06 | 394.818
205159 | SYSTEM, RO, CT-4000, CONTROLLER, FEED FLUSH, 220V 50HZ 1PH, S150 | 1316.06 | 394.818
204397 | SYSTEM, RO, CT-4000, CONTROLLER, FEED FLUSH, 220V 60HZ 3PH, S150 | 1421.55 | 426.465
205160 | SYSTEM, RO, CT-4000, CONTROLLER, FEED FLUSH, 220V 50HZ 3PH, S150 | 1421.55 | 426.465
204398 | SYSTEM, RO, CT-4000, CONTROLLER, FEED FLUSH, 380V 50HZ 3PH, S150 | 1632.15 | 489.645
204399 | SYSTEM, RO, CT-4000, CONTROLLER, FEED FLUSH, 460V 60HZ 3PH, S150 | 1723.15 | 516.945
204501 | SYSTEM, RO, CT-4000, PUMP, SS, 220V 60HZ 1PH, 1.5 HP, 10GBS, GOULDS | 624.288 | 187.2864
204864 | SYSTEM, RO, CT-4000, PUMP, SS, 220V 50HZ 1PH, 1.5 HP, 10GBS, GOULDS | 624.288 | 187.2864
204502 | SYSTEM, RO, CT-4000, PUMP, SS, 220V 60HZ 3PH, 1.5 HP, 10GBS, GOULDS | 624.288 | 187.2864
204865 | SYSTEM, RO, CT-4000, PUMP, SS, 220V 50HZ 3PH, 1.5 HP, 10GBS, GOULDS | 624.288 | 187.2864
204866 | SYSTEM, RO, CT-4000, PUMP, SS, 380V 50HZ 3PH, 1.5 HP, 10GBS, GOULDS | 624.288 | 187.2864
204867 | SYSTEM, RO, CT-4000, PUMP, SS, 460V 60HZ 3PH, 1.5 HP, 10GBS, GOULDS | 624.288 | 187.2864
204390 | SYSTEM, RO, CT-4000, 220V OUTLET, PUMP, CHEMICAL, 220V 60HZ 1PH | 486 | 145.8
204872 | SYSTEM, RO, CT-4000, 220V OUTLET, PUMP, CHEMICAL, 220V 50HZ 1PH | 486 | 145.8
204873 | SYSTEM, RO, CT-4000, 220V OUTLET, PUMP, CHEMICAL, 220V 60HZ 3PH | 486 | 145.8
204874 | SYSTEM, RO, CT-4000, 220V OUTLET, PUMP, CHEMICAL, 220V 50HZ 3PH | 486 | 145.8
204875 | SYSTEM, RO, CT-4000, 220V OUTLET, PUMP, CHEMICAL, 380V 50HZ 3PH | 486 | 145.8
204391 | SYSTEM, RO, CT-4000, 220V OUTLET, PUMP, CHEMICAL, 460V 60HZ 3PH | 486 | 145.8
202622 | SYSTEM, RO, CT-4000, MEMBRANE, HF4 - 4040, AXEON | 60 | 18
202623 | SYSTEM, RO, CT-4000, MEMBRANE, HF5 - 4040, AXEON | 96.1 | 28.83
202624 | SYSTEM, RO, CT-4000, MEMBRANE, NF3 - 4040, AXEON | 141.4 | 42.42
202625 | SYSTEM, RO, CT-4000, MEMBRANE, NF4 - 4040, AXEON | 141.4 | 42.42
202626 | SYSTEM, RO, CT-4000, VESSEL, PRESSURE, SS, 4040 | 290 | 87
202627 | SYSTEM, RO, CT-4000, VESSEL, PRESSURE, FRP, 4040 | 430 | 129
205910 | SYSTEM, RO, CT-4000, HOUSING, FILTER, #20, BLUE, 1" FNPT, PENTEK | 98.43 | 29.529
202632 | SYSTEM, RO, CT-4000, CONTROLLER, TDS, DUAL, PS-200, HM DIGITAL | 487.2 | 146.16
202633 | SYSTEM, RO, CT-4000, CONTROLLER, TDS/CONDUCTIVITY, PSC-150, HM DIGITAL | 125.28 | 37.584
202631 | SYSTEM, RO, CT-4000, VALVE, RECYCLE, CONCENTRATE, FLOW METER, 0-5 GPM | 380.32 | 114.096
202637 | SYSTEM, RO, CT-4000, SWITCH, TANK, PRESSURE, HIGH | 251.566 | 75.4698
204404 | SYSTEM, RO, CT-4000, VALVE, RELIEF, PRESSURE, PUMP, CE COMPLIANT | 627.5 | 188.25
202643 | SYSTEM, RO, CT-4000, CONTROLLER, BOARD, EXPANDER, S150 | 610.12 | 183.036
202645 | SYSTEM, RO, CT-4000, VALVE, BLENDING | 422.1 | 126.63
202650 | SYSTEM, RO, CT-4000, PORTS, SAMPLE, PERMEATE | 219.024 | 65.7072
202651 | SYSTEM, RO, CT-4000, CRATE, WOOD, SINGLE | 600 | 180
202652 | SYSTEM, RO, CT-4000, CRATE, WOOD, DOUBLE | 780 | 234
FLEXEON CT-5000 RO SYSTEM PACKAGES
|  | List Price: | Your Net Cost:
Part Number: | Description: | Each
204405 | SYSTEM, RO, CT-5000S, STANDARD, 220V 60HZ 1PH, FLEXEON | 10028.39 | 3008.517
204406 | SYSTEM, RO, CT-5000S, STANDARD, 220V 50HZ 1PH, FLEXEON | 10028.39 | 3008.517
204407 | SYSTEM, RO, CT-5000S, STANDARD, 220V 60HZ 3PH, FLEXEON | 11922.6881 | 3576.8064
204408 | SYSTEM, RO, CT-5000S, STANDARD, 220V 50HZ 3PH, FLEXEON | 11922.6881 | 3576.8064
204409 | SYSTEM, RO, CT-5000S, STANDARD, 380V 50HZ 3PH, FLEXEON | 12021.9213 | 3606.5764
204410 | SYSTEM, RO, CT-5000S, STANDARD, 460V 60HZ 3PH, FLEXEON | 12055.6546 | 3616.6964
203966 | SYSTEM, RO, CT-5000A, ADVANCED, 220V 50/60HZ 1PH, FLEXEON | 11098.3222 | 3329.4967
203987 | SYSTEM, RO, CT-5000A, ADVANCED, 220V 50/60HZ 3PH, FLEXEON | 12992.6203 | 3897.7861
204005 | SYSTEM, RO, CT-5000A, ADVANCED, 380V 50HZ 3PH, FLEXEON | 13091.8536 | 3927.5561
204023 | SYSTEM, RO, CT-5000A, ADVANCED, 460V 60HZ 3PH, FLEXEON | 13125.5869 | 3937.6761
203976 | SYSTEM, RO, CT-5000P, PREMIER, 220V 50/60HZ 1PH, FLEXEON | 12706.3873 | 3811.9162
203993 | SYSTEM, RO, CT-5000P, PREMIER, 220V 50/60HZ 3PH, FLEXEON | 14600.6854 | 4380.2056
204011 | SYSTEM, RO, CT-5000P, PREMIER, 380V 50HZ 3PH, FLEXEON | 14699.9186 | 4409.9756
204029 | SYSTEM, RO, CT-5000P, PREMIER, 460V 60HZ 3PH, FLEXEON | 14733.6519 | 4420.0956
FLEXEON CT-5000 OPTIONS & UPGRADES
|  | List Price: | Your Net Cost:
Part Number: | Description: | Each
204413 | SYSTEM, RO, CT-5000, CONTROLLER, FEED FLUSH, 220V 60HZ 1PH, MINITROL IF | 599.5875 | 179.8762
204880 | SYSTEM, RO, CT-5000, CONTROLLER, FEED FLUSH, 220V 50HZ 1PH, MINITROL IF | 599.5875 | 179.8762
204414 | SYSTEM, RO, CT-5000, CONTROLLER, FEED FLUSH, 220V 60HZ 3PH, MINITROL IF | 599.5875 | 179.8762
204881 | SYSTEM, RO, CT-5000, CONTROLLER, FEED FLUSH, 220V 50HZ 3PH, MINITROL IF | 599.5875 | 179.8762
204415 | SYSTEM, RO, CT-5000, CONTROLLER, FEED FLUSH, 380V 50HZ 3PH, MINITROL IF | 599.5875 | 179.8762
204416 | SYSTEM, RO, CT-5000, CONTROLLER, FEED FLUSH, 460V 60HZ 3PH, MINITROL IF | 599.5875 | 179.8762
204417 | SYSTEM, RO, CT-5000, CONTROLLER, FEED FLUSH, 220V 60HZ 1PH, S150 | 1316.06 | 394.818
205161 | SYSTEM, RO, CT-5000, CONTROLLER, FEED FLUSH, 220V 50HZ 1PH, S150 | 1316.06 | 394.818
204418 | SYSTEM, RO, CT-5000, CONTROLLER, FEED FLUSH, 220V 60HZ 3PH, S150 | 1421.55 | 426.465
205162 | SYSTEM, RO, CT-5000, CONTROLLER, FEED FLUSH, 220V 50HZ 3PH, S150 | 1421.55 | 426.465
204419 | SYSTEM, RO, CT-5000, CONTROLLER, FEED FLUSH, 380V 50HZ 3PH, S150 | 1632.15 | 489.645
204420 | SYSTEM, RO, CT-5000, CONTROLLER, FEED FLUSH, 460V 60HZ 3PH, S150 | 1723.15 | 516.945
204503 | SYSTEM, RO, CT-5000, PUMP, SS, 220V 60HZ 1PH, 1.5HP, 10GBS, GOULDS | 428.7272 | 128.6182
204876 | SYSTEM, RO, CT-5000, PUMP, SS, 220V 50HZ 1PH, 1.5HP, 10GBS, GOULDS | 432.8472 | 129.8542
204504 | SYSTEM, RO, CT-5000, PUMP, SS, 220V 60HZ 3PH, 1.5HP, 10GBS, GOULDS | 436.9672 | 131.0902
204877 | SYSTEM, RO, CT-5000, PUMP, SS, 220V 50HZ 3PH, 1.5HP, 10GBS, GOULDS | 441.0872 | 132.3262
204878 | SYSTEM, RO, CT-5000, PUMP, SS, 380V 50HZ 3PH, 1.5HP, 10GBS, GOULDS | 445.2072 | 133.5622
204879 | SYSTEM, RO, CT-5000, PUMP, SS, 460V 60HZ 3PH, 1.5HP, 10GBS, GOULDS | 449.3272 | 134.7982
204411 | SYSTEM, RO, CT-5000, 220V OUTLET, PUMP, CHEMICAL, 220V 60HZ 1PH | 486 | 145.8
204884 | SYSTEM, RO, CT-5000, 220V OUTLET, PUMP, CHEMICAL, 220V 50HZ 1PH | 486 | 145.8
204885 | SYSTEM, RO, CT-5000, 220V OUTLET, PUMP, CHEMICAL, 220V 60HZ 3PH | 486 | 145.8
204886 | SYSTEM, RO, CT-5000, 220V OUTLET, PUMP, CHEMICAL, 220V 50HZ 3PH | 486 | 145.8
204887 | SYSTEM, RO, CT-5000, 220V OUTLET, PUMP, CHEMICAL, 380V 50HZ 3PH | 486 | 145.8
204412 | SYSTEM, RO, CT-5000, 220V OUTLET, PUMP, CHEMICAL, 460V 60HZ 3PH | 486 | 145.8
202190 | SYSTEM, RO, CT-5000, MEMBRANE, HF4 - 4040, AXEON | 90 | 27
202191 | SYSTEM, RO, CT-5000, MEMBRANE, HF5 - 4040, AXEON | 144.15 | 43.245
202192 | SYSTEM, RO, CT-5000, MEMBRANE, NF3 - 4040, AXEON | 212.1 | 63.63
202193 | SYSTEM, RO, CT-5000, MEMBRANE, NF4 - 4040, AXEON | 212.1 | 63.63
202194 | SYSTEM, RO, CT-5000, VESSEL, PRESSURE, SS, 4040 | 435 | 130.5
202195 | SYSTEM, RO, CT-5000, VESSEL, PRESSURE, FRP, 4040 | 645 | 193.5
205911 | SYSTEM, RO, CT-5000, HOUSING, FILTER, #20, BLUE, 1" FNPT, PENTEK | 98.43 | 29.529
200054 | SYSTEM, RO, CT-5000, CONTROLLER, TDS, DUAL, PS-200, HM DIGITAL | 487.2 | 146.16
202200 | SYSTEM, RO, CT-5000, CONTROLLER, TDS/CONDUCTIVITY, PSC-150, HM DIGITAL | 125.28 | 37.584
200047 | SYSTEM, RO, CT-5000, VALVE, RECYCLE, CONCENTRATE, FLOW METER, 0-5 GPM | 380.32 | 114.096
202468 | SYSTEM, RO, CT-5000, SWITCH, TANK, PRESSURE, HIGH | 251.566 | 75.4698
204425 | SYSTEM, RO, CT-5000, VALVE, RELIEF, PRESSURE, PUMP, CE COMPLIANT | 627.5 | 188.25
202208 | SYSTEM, RO, CT-5000, CONTROLLER, BOARD, EXPANDER, S150 | 610.12 | 183.036
202210 | SYSTEM, RO, CT-5000, VALVE, BLENDING | 426.7 | 128.01
202215 | SYSTEM, RO, CT-5000, PORTS, SAMPLE, PERMEATE | 389.7072 | 116.9122
201350 | SYSTEM, RO, CT-5000, CRATE, WOOD, SINGLE | 600 | 180
201351 | SYSTEM, RO, CT-5000, CRATE, WOOD, DOUBLE | 780 | 234
FLEXEON CT-7000 RO SYSTEM PACKAGES
|  | List Price: | Your Net Cost:
Part Number: | Description: | Each
204426 | SYSTEM, RO, CT-7000S, STANDARD, 220V 60HZ 1PH, FLEXEON | 11177.1555 | 3353.1466
204427 | SYSTEM, RO, CT-7000S, STANDARD, 220V 50HZ 1PH, FLEXEON | 11177.1555 | 3353.1466
204428 | SYSTEM, RO, CT-7000S, STANDARD, 220V 60HZ 3PH, FLEXEON | 13071.4536 | 3921.4361
204429 | SYSTEM, RO, CT-7000S, STANDARD, 220V 50HZ 3PH, FLEXEON | 13071.4536 | 3921.4361
204430 | SYSTEM, RO, CT-7000S, STANDARD, 380V 50HZ 3PH, FLEXEON | 13170.6868 | 3951.206
204431 | SYSTEM, RO, CT-7000S, STANDARD, 460V 60HZ 3PH, FLEXEON | 13204.4201 | 3961.326
203967 | SYSTEM, RO, CT-7000A, ADVANCED, 220V 50/60HZ 1PH, FLEXEON | 12277.0877 | 3683.1263
203988 | SYSTEM, RO, CT-7000A, ADVANCED, 220V 50/60HZ 3PH, FLEXEON | 14171.3858 | 4251.4157
204006 | SYSTEM, RO, CT-7000A, ADVANCED, 380V 50HZ 3PH, FLEXEON | 14270.6191 | 4281.1857
204024 | SYSTEM, RO, CT-7000A, ADVANCED, 460V 60HZ 3PH, FLEXEON | 14304.3524 | 4291.3057
203977 | SYSTEM, RO, CT-7000P, PREMIER, 220V 50/60HZ 1PH, FLEXEON | 13418.1866 | 4025.456
203994 | SYSTEM, RO, CT-7000P, PREMIER, 220V 50/60HZ 3PH, FLEXEON | 15312.4847 | 4593.7454
204012 | SYSTEM, RO, CT-7000P, PREMIER, 380V 50HZ 3PH, FLEXEON | 15411.7179 | 4623.5154
204030 | SYSTEM, RO, CT-7000P, PREMIER, 460V 60HZ 3PH, FLEXEON | 15445.4512 | 4633.6354
FLEXEON CT-7000 OPTIONS & UPGRADES
|  | List Price: | Your Net Cost:
Part Number: | Description: | Each
204434 | SYSTEM, RO, CT-7000, CONTROLLER, FEED FLUSH, 220V 60HZ 1PH, MINITROL IF | 599.5875 | 179.8762
204892 | SYSTEM, RO, CT-7000, CONTROLLER, FEED FLUSH, 220V 50HZ 1PH, MINITROL IF | 599.5875 | 179.8762
204435 | SYSTEM, RO, CT-7000, CONTROLLER, FEED FLUSH, 220V 60HZ 3PH, MINITROL IF | 599.5875 | 179.8762
204893 | SYSTEM, RO, CT-7000, CONTROLLER, FEED FLUSH, 220V 50HZ 3PH, MINITROL IF | 599.5875 | 179.8762
204436 | SYSTEM, RO, CT-7000, CONTROLLER, FEED FLUSH, 380V 50HZ 3PH, MINITROL IF | 599.5875 | 179.8762
204437 | SYSTEM, RO, CT-7000, CONTROLLER, FEED FLUSH, 460V 60HZ 3PH, MINITROL IF | 599.5875 | 179.8762
204438 | SYSTEM, RO, CT-7000, CONTROLLER, FEED FLUSH, 220V 60HZ 1PH, S150 | 1316.06 | 394.818
205163 | SYSTEM, RO, CT-7000, CONTROLLER, FEED FLUSH, 220V 50HZ 1PH, S150 | 1316.06 | 394.818
204439 | SYSTEM, RO, CT-7000, CONTROLLER, FEED FLUSH, 220V 60HZ 3PH, S150 | 1421.55 | 426.465
205164 | SYSTEM, RO, CT-7000, CONTROLLER, FEED FLUSH, 220V 50HZ 3PH, S150 | 1421.55 | 426.465
204440 | SYSTEM, RO, CT-7000, CONTROLLER, FEED FLUSH, 380V 50HZ 3PH, S150 | 1632.15 | 489.645
204441 | SYSTEM, RO, CT-7000, CONTROLLER, FEED FLUSH, 460V 60HZ 3PH, S150 | 1723.15 | 516.945
204505 | SYSTEM, RO, CT-7000, PUMP, SS, 220V 60HZ 1PH, 1.5HP, 10GBS, GOULDS | 428.7272 | 128.6182
204888 | SYSTEM, RO, CT-7000, PUMP, SS, 220V 50HZ 1PH, 1.5HP, 10GBS, GOULDS | 428.7272 | 128.6182
204506 | SYSTEM, RO, CT-7000, PUMP, SS, 220V 60HZ 3PH, 1.5HP, 10GBS, GOULDS | 428.7272 | 128.6182
204889 | SYSTEM, RO, CT-7000, PUMP, SS, 220V 50HZ 3PH, 1.5HP, 10GBS, GOULDS | 428.7272 | 128.6182
204890 | SYSTEM, RO, CT-7000, PUMP, SS, 380V 50HZ 3PH, 1.5HP, 10GBS, GOULDS | 428.7272 | 128.6182
204891 | SYSTEM, RO, CT-7000, PUMP, SS, 460V 60HZ 3PH, 1.5HP, 10GBS, GOULDS | 428.7272 | 128.6182
204432 | SYSTEM, RO, CT-7000, 220V OUTLET, PUMP, CHEMICAL, 220V 60HZ 1PH | 486 | 145.8
204896 | SYSTEM, RO, CT-7000, 220V OUTLET, PUMP, CHEMICAL, 220V 50HZ 1PH | 486 | 145.8
204897 | SYSTEM, RO, CT-7000, 220V OUTLET, PUMP, CHEMICAL, 220V 60HZ 3PH | 486 | 145.8
204898 | SYSTEM, RO, CT-7000, 220V OUTLET, PUMP, CHEMICAL, 220V 50HZ 3PH | 486 | 145.8
204899 | SYSTEM, RO, CT-7000, 220V OUTLET, PUMP, CHEMICAL, 380V 50HZ 3PH | 486 | 145.8
204433 | SYSTEM, RO, CT-7000, 220V OUTLET, PUMP, CHEMICAL, 460V 60HZ 3PH | 486 | 145.8
202653 | SYSTEM, RO, CT-7000, MEMBRANE, HF4 - 4040, AXEON | 120 | 36
202654 | SYSTEM, RO, CT-7000, MEMBRANE, HF5 - 4040, AXEON | 192.22 | 57.666
202655 | SYSTEM, RO, CT-7000, MEMBRANE, NF3 - 4040, AXEON | 282.8 | 84.84
202656 | SYSTEM, RO, CT-7000, MEMBRANE, NF4 - 4040, AXEON | 282.8 | 84.84
202657 | SYSTEM, RO, CT-7000, VESSEL, PRESSURE, SS, 4040 | 580 | 174
202658 | SYSTEM, RO, CT-7000, VESSEL, PRESSURE, FRP, 4040 | 860 | 258
205912 | SYSTEM, RO, CT-7000, HOUSING, FILTER, #20, BLUE, 1" FNPT, PENTEK | 98.43 | 29.529
202663 | SYSTEM, RO, CT-7000, CONTROLLER, TDS, DUAL, PS-200, HM DIGITAL | 487.2 | 146.16
202664 | SYSTEM, RO, CT-7000, CONTROLLER, TDS/CONDUCTIVITY, PSC-150, HM DIGITAL | 125.28 | 37.584
202662 | SYSTEM, RO, CT-7000, VALVE, RECYCLE, CONCENTRATE, FLOW METER, 0-5 GPM | 380.32 | 114.096
202668 | SYSTEM, RO, CT-7000, SWITCH, TANK, PRESSURE, HIGH | 251.566 | 75.4698
204446 | SYSTEM, RO, CT-7000, VALVE, RELIEF, PRESSURE, PUMP, CE COMPLIANT | 627.5 | 188.25
202674 | SYSTEM, RO, CT-7000, CONTROLLER, BOARD, EXPANDER, S150 | 610.1 | 183.03
202676 | SYSTEM, RO, CT-7000, VALVE, BLENDING | 426.7 | 128.01
202681 | SYSTEM, RO, CT-7000, PORTS, SAMPLE, PERMEATE | 519.6096 | 155.8829
202686 | SYSTEM, RO, CT-7000, CRATE, WOOD, SINGLE | 600 | 180
202687 | SYSTEM, RO, CT-7000, CRATE, WOOD, DOUBLE | 780 | 234
FLEXEON DT-10000 RO SYSTEM PACKAGES
|  | List Price: | Your Net Cost:
Part Number: | Description: | Each
200037 | SYSTEM, RO, DT-10000S, STANDARD, 220V 60HZ 1PH, FLEXEON | 21098.56 | 6329.568
204450 | SYSTEM, RO, DT-10000S, STANDARD, 220V 50HZ 1PH, FLEXEON | 21278.5454 | 6383.5636
204451 | SYSTEM, RO, DT-10000S, STANDARD, 220V 60HZ 3PH, FLEXEON | 22853.1771 | 6855.9531
204452 | SYSTEM, RO, DT-10000S, STANDARD, 220V 50HZ 3PH, FLEXEON | 23033.177 | 6909.9531
204453 | SYSTEM, RO, DT-10000S, STANDARD, 380V 50HZ 3PH, FLEXEON | 23063.7436 | 6919.1231
204454 | SYSTEM, RO, DT-10000S, STANDARD, 460V 60HZ 3PH, FLEXEON | 22911.2438 | 6873.3731
203968 | SYSTEM, RO, DT-10000A, ADVANCED, 220V 50/60HZ 1PH, FLEXEON | 22210.9111 | 6663.2733
203989 | SYSTEM, RO, DT-10000A, ADVANCED, 220V 50/60HZ 3PH, FLEXEON | 23965.5427 | 7189.6628
204007 | SYSTEM, RO, DT-10000A, ADVANCED, 380V 50HZ 3PH, FLEXEON | 23996.1093 | 7198.8328
204025 | SYSTEM, RO, DT-10000A, ADVANCED, 460V 60HZ 3PH, FLEXEON | 24023.6093 | 7207.0828
203978 | SYSTEM, RO, DT-10000P, PREMIER, 220V 50/60HZ 1PH, FLEXEON | 24464.4755 | 7339.3427
203995 | SYSTEM, RO, DT-10000P, PREMIER, 220V 50/60HZ 3PH, FLEXEON | 26219.1071 | 7865.7321
204013 | SYSTEM, RO, DT-10000P, PREMIER, 380V 50HZ 3PH, FLEXEON | 26249.6738 | 7874.9021
204031 | SYSTEM, RO, DT-10000P, PREMIER, 460V 60HZ 3PH, FLEXEON | 26275.3737 | 7882.6121
FLEXEON DT-10000 OPTIONS & UPGRADES
|  | List Price: | Your Net Cost:
Part Number: | Description: | Each
204497 | SYSTEM, RO, DT-10000, PUMP, SS, 220V 60HZ 1PH, 3HP, 25GBS, GOULDS | 545.6528 | 163.6958
204921 | SYSTEM, RO, DT-10000, PUMP, SS, 220V 50HZ 1PH, 3HP, 25GBS, GOULDS | 545.6528 | 163.6958
204500 | SYSTEM, RO, DT-10000, PUMP, SS, 220V 60HZ 3PH, 3HP, 25GBS, GOULDS | 545.6528 | 163.6958
204922 | SYSTEM, RO, DT-10000, PUMP, SS, 220V 50HZ 3PH, 3HP, 25GBS, GOULDS | 545.6528 | 163.6958
204923 | SYSTEM, RO, DT-10000, PUMP, SS, 380V 50HZ 3PH, 3HP, 25GBS, GOULDS | 545.6528 | 163.6958
204924 | SYSTEM, RO, DT-10000, PUMP, SS, 460V 60HZ 3PH, 3HP, 25GBS, GOULDS | 545.6528 | 163.6958
204456 | SYSTEM, RO, DT-10000, 220V OUTLET, PUMP, CHEMICAL, 220V 60HZ 1PH | 486 | 145.8
204926 | SYSTEM, RO, DT-10000, 220V OUTLET, PUMP, CHEMICAL, 220V 50HZ 1PH | 486 | 145.8
204927 | SYSTEM, RO, DT-10000, 220V OUTLET, PUMP, CHEMICAL, 220V 60HZ 3PH | 486 | 145.8
204928 | SYSTEM, RO, DT-10000, 220V OUTLET, PUMP, CHEMICAL, 220V 50HZ 3PH | 486 | 145.8
204929 | SYSTEM, RO, DT-10000, 220V OUTLET, PUMP, CHEMICAL, 380V 50HZ 3PH | 486 | 145.8
204457 | SYSTEM, RO, DT-10000, 220V OUTLET, PUMP, CHEMICAL, 460V 60HZ 3PH | 486 | 145.8
202218 | SYSTEM, RO, DT-10000, MEMBRANE, HF4 - 4040, AXEON | 180 | 54
202219 | SYSTEM, RO, DT-10000, MEMBRANE, HF5 - 4040, AXEON | 288.35 | 86.505
202220 | SYSTEM, RO, DT-10000, MEMBRANE, NF3 - 4040, AXEON | 424.2 | 127.26
202221 | SYSTEM, RO, DT-10000, MEMBRANE, NF4 - 4040, AXEON | 424.2 | 127.26
202222 | SYSTEM, RO, DT-10000, VESSEL, PRESSURE, SS, 4040 | 870 | 261
202223 | SYSTEM, RO, DT-10000, VESSEL, PRESSURE, FRP, 4040 | 1290 | 387
205913 | SYSTEM, RO, DT-10000, HOUSING, FILTER, #20, BLUE, 1" FNPT, PENTEK | 32.81 | 9.843
204464 | SYSTEM, RO, DT-10000, CONTROLLER, DUAL, TDS, S150 | 815.8 | 244.74
204455 | SYSTEM, RO, DT-10000, CONTROLLER, ORP, BL 982411, HANNA | 1498.68 | 449.604
202229 | SYSTEM, RO, DT-10000, CONTROLLER, PH, BL 981411, HANNA | 827.44 | 248.232
200048 | SYSTEM, RO, DT-10000, VALVE, RECYCLE, CONCENTRATE, FLOW METER, 0-10 GPM | 700.575 | 210.1725
202470 | SYSTEM, RO, DT-10000, SWITCH, TANK, PRESSURE, HIGH | 256.592 | 76.9776
204463 | SYSTEM, RO, DT-10000, VALVE, RELIEF, PRESSURE, PUMP, CE COMPLIANT | 547.05 | 164.115
202233 | SYSTEM, RO, DT-10000, CONTROLLER, BOARD, EXPANDER, S150 | 605.568 | 181.6704
202235 | SYSTEM, RO, DT-10000, VALVE, BLENDING | 448.4 | 134.52
202240 | SYSTEM, RO, DT-10000, PORTS, SAMPLE, PERMEATE | 902.1 | 270.63
FLEXEON DT-15000 RO SYSTEM PACKAGES
|  | List Price: | Your Net Cost:
Part Number: | Description: | Each
200038 | SYSTEM, RO, DT-15000S, STANDARD, 220V 60HZ 1PH, FLEXEON | 25796.5005 | 7738.9501
204466 | SYSTEM, RO, DT-15000S, STANDARD, 220V 50HZ 1PH, FLEXEON | 26036.474 | 7810.9422
204467 | SYSTEM, RO, DT-15000S, STANDARD, 220V 60HZ 3PH, FLEXEON | 27694.139 | 8308.2417
204468 | SYSTEM, RO, DT-15000S, STANDARD, 220V 50HZ 3PH, FLEXEON | 27934.1387 | 8380.2416
204469 | SYSTEM, RO, DT-15000S, STANDARD, 380V 50HZ 3PH, FLEXEON | 27962.5387 | 8388.7616
204470 | SYSTEM, RO, DT-15000S, STANDARD, 460V 60HZ 3PH, FLEXEON | 27751.8389 | 8325.5517
203969 | SYSTEM, RO, DT-15000A, ADVANCED, 220V 50/60HZ 1PH, FLEXEON | 26933.8397 | 8080.1519
203990 | SYSTEM, RO, DT-15000A, ADVANCED, 220V 50/60HZ 3PH, FLEXEON | 28831.5045 | 8649.4514
204008 | SYSTEM, RO, DT-15000A, ADVANCED, 380V 50HZ 3PH, FLEXEON | 28859.9045 | 8657.9713
204026 | SYSTEM, RO, DT-15000A, ADVANCED, 460V 60HZ 3PH, FLEXEON | 28889.2044 | 8666.7613
203979 | SYSTEM, RO, DT-15000P, PREMIER, 220V 50/60HZ 1PH, FLEXEON | 29405.2039 | 8821.5612
203996 | SYSTEM, RO, DT-15000P, PREMIER, 220V 50/60HZ 3PH, FLEXEON | 31302.8687 | 9390.8606
204014 | SYSTEM, RO, DT-15000P, PREMIER, 380V 50HZ 3PH, FLEXEON | 31331.2687 | 9399.3806
204032 | SYSTEM, RO, DT-15000P, PREMIER, 460V 60HZ 3PH, FLEXEON | 31360.5686 | 9408.1706
FLEXEON DT-15000 OPTIONS & UPGRADES
|  | List Price: | Your Net Cost:
Part Number: | Description: | Each
204471 | SYSTEM, RO, DT-15000, PUMP, SS, 220V 60HZ 1PH, 3HP, 25GBS, GOULDS | 545.6528 | 163.6958
204931 | SYSTEM, RO, DT-15000, PUMP, SS, 220V 50HZ 1PH, 3HP, 25GBS, GOULDS | 545.6528 | 163.6958
204472 | SYSTEM, RO, DT-15000, PUMP, SS, 220V 60HZ 3PH, 3HP, 25GBS, GOULDS | 545.6528 | 163.6958
204932 | SYSTEM, RO, DT-15000, PUMP, SS, 220V 50HZ 3PH, 3HP, 25GBS, GOULDS | 545.6528 | 163.6958
204933 | SYSTEM, RO, DT-15000, PUMP, SS, 380V 50HZ 3PH, 3HP, 25GBS, GOULDS | 545.6528 | 163.6958
204934 | SYSTEM, RO, DT-15000, PUMP, SS, 460V 60HZ 3PH, 3HP, 25GBS, GOULDS | 545.6528 | 163.6958
204474 | SYSTEM, RO, DT-15000, 220V OUTLET, PUMP, CHEMICAL, 220V 60HZ 1PH | 486 | 145.8
204936 | SYSTEM, RO, DT-15000, 220V OUTLET, PUMP, CHEMICAL, 220V 50HZ 1PH | 486 | 145.8
204937 | SYSTEM, RO, DT-15000, 220V OUTLET, PUMP, CHEMICAL, 220V 60HZ 3PH | 486 | 145.8
204938 | SYSTEM, RO, DT-15000, 220V OUTLET, PUMP, CHEMICAL, 220V 50HZ 3PH | 486 | 145.8
204939 | SYSTEM, RO, DT-15000, 220V OUTLET, PUMP, CHEMICAL, 380V 50HZ 3PH | 486 | 145.8
204475 | SYSTEM, RO, DT-15000, 220V OUTLET, PUMP, CHEMICAL, 460V 60HZ 3PH | 486 | 145.8
202688 | SYSTEM, RO, DT-15000, MEMBRANE, HF4 - 4040, AXEON | 240 | 72
202689 | SYSTEM, RO, DT-15000, MEMBRANE, HF5 - 4040, AXEON | 384.45 | 115.335
202690 | SYSTEM, RO, DT-15000, MEMBRANE, NF3 - 4040, AXEON | 565.6 | 169.68
202691 | SYSTEM, RO, DT-15000, MEMBRANE, NF4 - 4040, AXEON | 565.6 | 169.68
202692 | SYSTEM, RO, DT-15000, VESSEL, PRESSURE, SS, 4040 | 1160 | 348
202693 | SYSTEM, RO, DT-15000, VESSEL, PRESSURE, FRP, 4040 | 1720 | 516
205914 | SYSTEM, RO, DT-15000, HOUSING, FILTER, #20, BLUE, 1" FNPT, PENTEK | 32.81 | 9.843
204482 | SYSTEM, RO, DT-15000, CONTROLLER, DUAL, TDS, S150 | 815.8 | 244.74
204473 | SYSTEM, RO, DT-15000, CONTROLLER, ORP, BL 982411, HANNA | 1498.64 | 449.592
202698 | SYSTEM, RO, DT-15000, CONTROLLER, PH, BL 981411, HANNA | 827.44 | 248.232
202694 | SYSTEM, RO, DT-15000, VALVE, RECYCLE, CONCENTRATE, FLOW METER, 0-10 GPM | 700.58 | 210.174
202699 | SYSTEM, RO, DT-15000, SWITCH, TANK, PRESSURE, HIGH | 256.592 | 76.9776
204481 | SYSTEM, RO, DT-15000, VALVE, RELIEF, PRESSURE, PUMP, CE COMPLIANT | 547.05 | 164.115
202704 | SYSTEM, RO, DT-15000, CONTROLLER, BOARD, EXPANDER, S150 | 605.568 | 181.6704
202706 | SYSTEM, RO, DT-15000, VALVE, BLENDING | 448.4 | 134.52
202711 | SYSTEM, RO, DT-15000, PORTS, SAMPLE, PERMEATE | 1202.8 | 360.84
FLEXEON DT-20000 RO SYSTEM PACKAGES
|  | List Price: | Your Net Cost:
Part Number: | Description: | Each
200039 | SYSTEM, RO, DT-20000S, STANDARD, 220V 60HZ 3PH, FLEXEON | 36640.511 | 10992.1533
204484 | SYSTEM, RO, DT-20000S, STANDARD, 220V 50HZ 3PH, FLEXEON | 36940.4631 | 11082.1389
204485 | SYSTEM, RO, DT-20000S, STANDARD, 380V 50HZ 3PH, FLEXEON | 37043.2296 | 11112.9689
204486 | SYSTEM, RO, DT-20000S, STANDARD, 460V 60HZ 3PH, FLEXEON | 37264.1627 | 11179.2488
203991 | SYSTEM, RO, DT-20000A, ADVANCED, 220V 50/60HZ 3PH, FLEXEON | 37306.0294 | 11191.8088
204009 | SYSTEM, RO, DT-20000A, ADVANCED, 380V 50HZ 3PH, FLEXEON | 37940.5954 | 11382.1786
204027 | SYSTEM, RO, DT-20000A, ADVANCED, 460V 60HZ 3PH, FLEXEON | 38161.5285 | 11448.4586
203997 | SYSTEM, RO, DT-20000P, PREMIER, 220V 50/60HZ 3PH, FLEXEON | 40853.8925 | 12256.1677
204015 | SYSTEM, RO, DT-20000P, PREMIER, 380V 50HZ 3PH, FLEXEON | 40956.659 | 12286.9977
204033 | SYSTEM, RO, DT-20000P, PREMIER, 460V 60HZ 3PH, FLEXEON | 41177.5922 | 12353.2776
FLEXEON DT-20000 OPTIONS & UPGRADES
|  | List Price: | Your Net Cost:
Part Number: | Description: | Each
204488 | SYSTEM, RO, DT-20000, 220V OUTLET, PUMP, CHEMICAL, 220V 60HZ 3PH | 231.795 | 69.5385
204945 | SYSTEM, RO, DT-20000, 220V OUTLET, PUMP, CHEMICAL, 220V 50HZ 3PH | 245.295 | 73.5885
204946 | SYSTEM, RO, DT-20000, 220V OUTLET, PUMP, CHEMICAL, 380V 50HZ 3PH | 258.795 | 77.6385
204489 | SYSTEM, RO, DT-20000, 220V OUTLET, PUMP, CHEMICAL, 460V 60HZ 3PH | 272.295 | 81.6885
202716 | SYSTEM, RO, DT-20000, MEMBRANE, HF4 - 4040, AXEON | 300 | 90
202717 | SYSTEM, RO, DT-20000, MEMBRANE, HF5 - 4040, AXEON | 480.55 | 144.165
202718 | SYSTEM, RO, DT-20000, MEMBRANE, NF3 - 4040, AXEON | 707 | 212.1
202719 | SYSTEM, RO, DT-20000, MEMBRANE, NF4 - 4040, AXEON | 707 | 212.1
202720 | SYSTEM, RO, DT-20000, VESSEL, PRESSURE, SS, 4040 | 1450 | 435
202721 | SYSTEM, RO, DT-20000, VESSEL, PRESSURE, FRP, 4040 | 2150 | 645
205915 | SYSTEM, RO, DT-20000, HOUSING, FILTER, #20, BLUE, 1" FNPT, PENTEK | 32.81 | 9.843
204496 | SYSTEM, RO, DT-20000, CONTROLLER, TDS, DUAL, S150 | 815.8 | 244.74
204487 | SYSTEM, RO, DT-20000, CONTROLLER, ORP, BL 982411, HANNA | 1498.64 | 449.592
202727 | SYSTEM, RO, DT-20000, CONTROLLER, PH, BL 981411, HANNA | 827.44 | 248.232
202723 | SYSTEM, RO, DT-20000, VALVE, RECYCLE, CONCENTRATE, FLOW METER, 0-10 GPM | 700.58 | 210.174
202728 | SYSTEM, RO, DT-20000, SWITCH, TANK, PRESSURE, HIGH | 256.592 | 76.9776
204495 | SYSTEM, RO, DT-20000, VALVE, RELIEF, PRESSURE, PUMP, CE COMPLIANT | 547.05 | 164.115
202733 | SYSTEM, RO, DT-20000, CONTROLLER, BOARD, EXPANDER, S150 | 605.568 | 181.6704
202735 | SYSTEM, RO, DT-20000, VALVE, BLENDING | 448.4 | 134.52
202740 | SYSTEM, RO, DT-20000, PORTS, SAMPLE, PERMEATE | 1503.5 | 451.05
FLEXEON GT-30000 RO SYSTEMS
|  | List Price: | Your Net Cost:
Part Number: | Description: | Each
200040 | SYSTEM, RO, GT-30000S, STANDARD, 220V 60HZ 3PH, FLEXEON | 69071 | 20721.3
204645 | SYSTEM, RO, GT-30000S, STANDARD, 220V 50HZ 3PH, FLEXEON | 69070.9309 | 20721.2793
204646 | SYSTEM, RO, GT-30000S, STANDARD, 380V 50HZ 3PH, FLEXEON | 69308.4974 | 20792.5492
204647 | SYSTEM, RO, GT-30000S, STANDARD, 460V 60HZ 3PH, FLEXEON | 69445.2639 | 20833.5792
FLEXEON GT-30000 OPTIONS & UPGRADES
|  | List Price: | Your Net Cost:
Part Number: | Description: | Each
202473 | SYSTEM, RO, GT-30000, MEMBRANE, HF4 - 4040, AXEON | 600 | 180
202474 | SYSTEM, RO, GT-30000, MEMBRANE, HF5 - 4040, AXEON | 961.1 | 288.33
202475 | SYSTEM, RO, GT-30000, MEMBRANE, NF3 - 4040, AXEON | 1414 | 424.2
202476 | SYSTEM, RO, GT-30000, MEMBRANE, NF4 - 4040, AXEON | 1414 | 424.2
202472 | SYSTEM, RO, GT-30000, VESSEL, PRESSURE, SS, 4080 | 1717.0825 | 515.1247
200059 | SYSTEM, RO, GT-30000, VESSEL, PRESSURE, FRP, 4080 | 2868.3925 | 860.5177
202480 | SYSTEM, RO, GT-30000, CONTROLLER, PH, ROTROL II | 1625.184 | 487.5552
202477 | SYSTEM, RO, GT-30000, VALVE, RECYCLE, CONCENTRATE, FLOW METER, DIGITAL | 1608.6836 | 482.6051
204651 | SYSTEM, RO, GT-30000, VALVE, RELIEF, VALVE, PRESSURE PUMP, CE COMPLIANT | 814.65 | 244.395
202481 | SYSTEM, RO, GT-30000, VALVE, BLENDING | 589.8 | 176.94
FLEXEON GT-40000 RO SYSTEMS
|  | List Price: | Your Net Cost:
Part Number: | Description: | Each
200041 | SYSTEM, RO, GT-40000S, STANDARD, 220V 60HZ 3PH, FLEXEON | 82201.7235 | 24660.517
204653 | SYSTEM, RO, GT-40000S, STANDARD, 220V 50HZ 3PH, FLEXEON | 82201.6511 | 24660.4953
204654 | SYSTEM, RO, GT-40000S, STANDARD, 380V 50HZ 3PH, FLEXEON | 82439.2176 | 24731.7653
204655 | SYSTEM, RO, GT-40000S, STANDARD, 460V 60HZ 3PH, FLEXEON | 82575.9841 | 24772.7952
FLEXEON GT-40000 OPTIONS & UPGRADES
|  | List Price: | Your Net Cost:
Part Number: | Description: | Each
202747 | SYSTEM, RO, GT-40000, MEMBRANE, HF4 - 4040, AXEON | 720 | 216
202748 | SYSTEM, RO, GT-40000, MEMBRANE, HF5 - 4040, AXEON | 1153.32 | 345.996
202749 | SYSTEM, RO, GT-40000, MEMBRANE, NF3 - 4040, AXEON | 1696.8 | 509.04
202750 | SYSTEM, RO, GT-40000, MEMBRANE, NF4 - 4040, AXEON | 1696.8 | 509.04
202745 | SYSTEM, RO, GT-40000, VESSEL, PRESSURE, SS, 4080 | 2060.499 | 618.1497
202746 | SYSTEM, RO, GT-40000, VESSEL, PRESSURE, FRP, 4080 | 3442.071 | 1032.6213
202753 | SYSTEM, RO, GT-40000, CONTROLLER, PH, ROTROL II | 1625.184 | 487.5552
202751 | SYSTEM, RO, GT-40000, VALVE, RECYCLE, CONCENTRATE, FLOW METER, DIGITAL | 1609.327 | 482.7981
204659 | SYSTEM, RO, GT-40000, VALVE, RELIEF, VALVE, PRESSURE PUMP, CE COMPLIANT | 814.65 | 244.395
202754 | SYSTEM, RO, GT-40000, VALVE, BLENDING | 589.8 | 176.94
AXEON R1-1140 RO SYSTEMS
|  | List Price: | Your Net Cost:
Part Number: | Description: | Each
204716 | SYSTEM, RO, R1-1140, 220V 60HZ 1PH, AXEON | 11360.7175 | 3408.2153
204717 | SYSTEM, RO, R1-1140, 220V 50HZ 1PH, AXEON | 11360.7175 | 3408.2153
204718 | SYSTEM, RO, R1-1140, 220V 60HZ 3PH, AXEON | 13382.365 | 4014.7095
204719 | SYSTEM, RO, R1-1140, 220V 50HZ 3PH, AXEON | 13382.365 | 4014.7095
204720 | SYSTEM, RO, R1-1140, 380V 50HZ 3PH, AXEON | 13452.95 | 4035.885
204721 | SYSTEM, RO, R1-1140, 460V 60HZ 3PH, AXEON | 13695.865 | 4108.7595
AXEON R1-1140 OPTIONS & UPGRADES
|  | List Price: | Your Net Cost:
Part Number: | Description: | Each
204735 | SYSTEM, RO, R1-1140, CONTROLLER, AUTO FLUSH, 220V 60HZ 1PH, S150 | 814.05 | 244.215
205310 | SYSTEM, RO, R1-1140, CONTROLLER, AUTO FLUSH, 220V 50HZ 1PH, S150 | 814.05 | 244.215
204736 | SYSTEM, RO, R1-1140, CONTROLLER, AUTO FLUSH, 220V 60HZ 3PH, S150 | 710.55 | 213.165
205311 | SYSTEM, RO, R1-1140, CONTROLLER, AUTO FLUSH, 220V 50HZ 3PH, S150 | 710.55 | 213.165
204737 | SYSTEM, RO, R1-1140, CONTROLLER, AUTO FLUSH, 380V 50HZ 3PH, S150 | 564.75 | 169.425
204738 | SYSTEM, RO, R1-1140, CONTROLLER, AUTO FLUSH, 460V 60HZ 3PH, S150 | 660.55 | 198.165
204729 | SYSTEM, RO, R1-1140, 220V OUTLET, PUMP, CHEMICAL, 220V 60HZ 1PH | 309.9 | 92.97
205312 | SYSTEM, RO, R1-1140, 220V OUTLET, PUMP, CHEMICAL, 220V 50HZ 1PH | 309.9 | 92.97
205313 | SYSTEM, RO, R1-1140, 220V OUTLET, PUMP, CHEMICAL, 220V 60HZ 3PH | 309.9 | 92.97
205314 | SYSTEM, RO, R1-1140, 220V OUTLET, PUMP, CHEMICAL, 220V 50HZ 3PH | 309.9 | 92.97
205315 | SYSTEM, RO, R1-1140, 220V OUTLET, PUMP, CHEMICAL, 380V 50HZ 3PH | 309.9 | 92.97
204730 | SYSTEM, RO, R1-1140, 220V OUTLET, PUMP, CHEMICAL, 460V 60HZ 3PH | 309.9 | 92.97
204723 | SYSTEM, RO, R1-1140, MEMBRANE, HF5 - 4040, AXEON | 63.9 | 19.17
204724 | SYSTEM, RO, R1-1140, MEMBRANE, NF3 - 4040, AXEON | 59.5 | 17.85
204725 | SYSTEM, RO, R1-1140, MEMBRANE, NF4 - 4040, AXEON | 59.5 | 17.85
206066 | SYSTEM, RO, R1-1140, MEMBRANE, HR3 - 4040, AXEON | 24.8 | 7.44
204726 | SYSTEM, RO, R1-1140, VESSEL, PRESSURE, SS, 4040 | 125 | 37.5
204727 | SYSTEM, RO, R1-1140, CONTROLLER, PH, BL 981411, HANNA | 1445 | 433.5
204728 | SYSTEM, RO, R1-1140, SWITCH, TANK, PRESSURE, HIGH | 253.2 | 75.96
204739 | SYSTEM, RO, R1-1140, VALVE, RELIEF, PRESSURE, PUMP, CE COMPLIANT | 641.95 | 192.585
204740 | SYSTEM, RO, R1-1140, CONTROLLER, BOARD, EXPANDER, S150 | 706.3 | 211.89
205316 | SYSTEM, RO, R1-1140, CONTROLLER, DUAL, TDS, S150 | 804.2 | 241.26
204741 | SYSTEM, RO, R1-1140, VALVE, BLENDING | 210.3 | 63.09
204742 | SYSTEM, RO, R1-1140, PORTS, SAMPLE, PERMEATE | 42.85 | 12.855
204743 | SYSTEM, RO, R1-1140, CRATE, WOOD, SINGLE | 1000 | 300
AXEON R1-2140 RO SYSTEMS
|  | List Price: | Your Net Cost:
Part Number: | Description: | Each
204744 | SYSTEM, RO, R1-2140, 220V 60HZ 1PH, AXEON | 13381.415 | 4014.4245
204745 | SYSTEM, RO, R1-2140, 220V 50HZ 1PH, AXEON | 13381.415 | 4014.4245
204746 | SYSTEM, RO, R1-2140, 220V 60HZ 3PH, AXEON | 15176.345 | 4552.9035
204747 | SYSTEM, RO, R1-2140, 220V 50HZ 3PH, AXEON | 15176.345 | 4552.9035
204748 | SYSTEM, RO, R1-2140, 380V 50HZ 3PH, AXEON | 15246.93 | 4574.079
204749 | SYSTEM, RO, R1-2140, 460V 60HZ 3PH, AXEON | 15489.845 | 4646.9535
AXEON R1-2140 OPTIONS & UPGRADES
|  | List Price: | Your Net Cost:
Part Number: | Description: | Each
204763 | SYSTEM, RO, R1-2140, CONTROLLER, AUTO FLUSH, 220V 60HZ 1PH, S150 | 814.05 | 244.215
205321 | SYSTEM, RO, R1-2140, CONTROLLER, AUTO FLUSH, 220V 50HZ 1PH, S150 | 814.05 | 244.215
204764 | SYSTEM, RO, R1-2140, CONTROLLER, AUTO FLUSH, 220V 60HZ 3PH, S150 | 710.55 | 213.165
205322 | SYSTEM, RO, R1-2140, CONTROLLER, AUTO FLUSH, 220V 50HZ 3PH, S150 | 710.55 | 213.165
204765 | SYSTEM, RO, R1-2140, CONTROLLER, AUTO FLUSH, 380V 50HZ 3PH, S150 | 564.75 | 169.425
204766 | SYSTEM, RO, R1-2140, CONTROLLER, AUTO FLUSH, 460V 60HZ 3PH, S150 | 660.55 | 198.165
204757 | SYSTEM, RO, R1-2140, 220V OUTLET, PUMP, CHEMICAL, 220V 60HZ 1PH | 309.9 | 92.97
205323 | SYSTEM, RO, R1-2140, 220V OUTLET, PUMP, CHEMICAL, 220V 50HZ 1PH | 309.9 | 92.97
205324 | SYSTEM, RO, R1-2140, 220V OUTLET, PUMP, CHEMICAL, 220V 60HZ 3PH | 309.9 | 92.97
205325 | SYSTEM, RO, R1-2140, 220V OUTLET, PUMP, CHEMICAL, 220V 50HZ 3PH | 309.9 | 92.97
205326 | SYSTEM, RO, R1-2140, 220V OUTLET, PUMP, CHEMICAL, 380V 50HZ 3PH | 263.6 | 79.08
204758 | SYSTEM, RO, R1-2140, 220V OUTLET, PUMP, CHEMICAL, 460V 60HZ 3PH | 263.6 | 79.08
204751 | SYSTEM, RO, R1-2140, MEMBRANE, HF5 - 4040, AXEON | 127.8 | 38.34
204752 | SYSTEM, RO, R1-2140, MEMBRANE, NF3 - 4040, AXEON | 119 | 35.7
204753 | SYSTEM, RO, R1-2140, MEMBRANE, NF4 - 4040, AXEON | 119 | 35.7
206068 | SYSTEM, RO, R1-2140, MEMBRANE, HR3 - 4040, AXEON | 49.6 | 14.88
204754 | SYSTEM, RO, R1-2140, VESSEL, PRESSURE, SS, 4040 | 250 | 75
204755 | SYSTEM, RO, R1-2140, CONTROLLER, PH, BL 981411, HANNA | 1357.9 | 407.37
204756 | SYSTEM, RO, R1-2140, SWITCH, TANK, PRESSURE, HIGH | 253.2 | 75.96
204767 | SYSTEM, RO, R1-2140, VALVE, RELIEF, PRESSURE, PUMP, CE COMPLIANT | 641.95 | 192.585
204768 | SYSTEM, RO, R1-2140, CONTROLLER, BOARD, EXPANDER, S150 | 706.3 | 211.89
205327 | SYSTEM, RO, R1-2140, CONTROLLER, DUAL, TDS, S150 | 804.2 | 241.26
204769 | SYSTEM, RO, R1-2140, VALVE, BLENDING | 210.3 | 63.09
204770 | SYSTEM, RO, R1-2140, PORTS, SAMPLE, PERMEATE | 64.6 | 19.38
204771 | SYSTEM, RO, R1-2140, CRATE, WOOD, SINGLE | 1000 | 300
AXEON R1-3140 RO SYSTEMS
|  | List Price: | Your Net Cost:
Part Number: | Description: | Each
205328 | SYSTEM, RO, R1-3140, 220V 60HZ 1PH, AXEON | 13587.8025 | 4076.3407
205329 | SYSTEM, RO, R1-3140, 220V 50HZ 1PH, AXEON | 13587.8025 | 4076.3407
205330 | SYSTEM, RO, R1-3140, 220V 60HZ 3PH, AXEON | 15609.45 | 4682.835
205331 | SYSTEM, RO, R1-3140, 220V 50HZ 3PH, AXEON | 15609.45 | 4682.835
205332 | SYSTEM, RO, R1-3140, 380V 50HZ 3PH, AXEON | 15680.035 | 4704.0105
205333 | SYSTEM, RO, R1-3140, 460V 60HZ 3PH, AXEON | 15922.95 | 4776.885
AXEON R1-3140 OPTIONS & UPGRADES
|  | List Price: | Your Net Cost:
Part Number: | Description: | Each
205340 | SYSTEM, RO, R1-3140, CONTROLLER, AUTO FLUSH, 220V 60HZ 1PH, S150 | 814.05 | 244.215
205341 | SYSTEM, RO, R1-3140, CONTROLLER, AUTO FLUSH, 220V 50HZ 1PH, S150 | 814.05 | 244.215
205342 | SYSTEM, RO, R1-3140, CONTROLLER, AUTO FLUSH, 220V 60HZ 3PH, S150 | 710.55 | 213.165
205343 | SYSTEM, RO, R1-3140, CONTROLLER, AUTO FLUSH, 220V 50HZ 3PH, S150 | 710.55 | 213.165
205344 | SYSTEM, RO, R1-3140, CONTROLLER, AUTO FLUSH, 380V 50HZ 3PH, S150 | 564.75 | 169.425
205345 | SYSTEM, RO, R1-3140, CONTROLLER, AUTO FLUSH, 460V 60HZ 3PH, S150 | 660.55 | 198.165
205346 | SYSTEM, RO, R1-3140, 220V OUTLET, PUMP, CHEMICAL, 220V 60HZ 1PH | 309.9 | 92.97
205347 | SYSTEM, RO, R1-3140, 220V OUTLET, PUMP, CHEMICAL, 220V 50HZ 1PH | 309.9 | 92.97
205348 | SYSTEM, RO, R1-3140, 220V OUTLET, PUMP, CHEMICAL, 220V 60HZ 3PH | 309.9 | 92.97
205349 | SYSTEM, RO, R1-3140, 220V OUTLET, PUMP, CHEMICAL, 220V 50HZ 3PH | 309.9 | 92.97
205350 | SYSTEM, RO, R1-3140, 220V OUTLET, PUMP, CHEMICAL, 380V 50HZ 3PH | 309.9 | 92.97
205351 | SYSTEM, RO, R1-3140, 220V OUTLET, PUMP, CHEMICAL, 460V 60HZ 3PH | 309.9 | 92.97
205353 | SYSTEM, RO, R1-3140, MEMBRANE, HF5 - 4040, AXEON | 191.7 | 57.51
205354 | SYSTEM, RO, R1-3140, MEMBRANE, NF3 - 4040, AXEON | 178.5 | 53.55
205355 | SYSTEM, RO, R1-3140, MEMBRANE, NF4 - 4040, AXEON | 178.5 | 53.55
206069 | SYSTEM, RO, R1-3140, MEMBRANE, HR3 - 4040, AXEON | 74.4 | 22.32
205356 | SYSTEM, RO, R1-3140, VESSEL, PRESSURE, SS, 4040 | 375 | 112.5
205357 | SYSTEM, RO, R1-3140, CONTROLLER, PH, BL 981411, HANNA | 1445 | 433.5
205358 | SYSTEM, RO, R1-3140, SWITCH, TANK, PRESSURE, HIGH | 253.2 | 75.96
205359 | SYSTEM, RO, R1-3140, VALVE, RELIEF, PRESSURE, PUMP, CE COMPLIANT | 641.95 | 192.585
205360 | SYSTEM, RO, R1-3140, CONTROLLER, BOARD, EXPANDER, S150 | 706.3 | 211.89
205361 | SYSTEM, RO, R1-3140, CONTROLLER, DUAL, TDS, S150 | 804.2 | 241.26
205362 | SYSTEM, RO, R1-3140, VALVE, BLENDING | 210.3 | 63.09
205363 | SYSTEM, RO, R1-3140, PORTS, SAMPLE, PERMEATE | 86.4 | 25.92
205364 | SYSTEM, RO, R1-3140, CRATE, WOOD, SINGLE | 1000 | 300
AXEON R1-4140 RO SYSTEMS
|  | List Price: | Your Net Cost:
Part Number: | Description: | Each
205365 | SYSTEM, RO, R1-4140, 220V 60HZ 1PH, AXEON | 15896.9675 | 4769.0903
205366 | SYSTEM, RO, R1-4140, 220V 50HZ 1PH, AXEON | 15896.9675 | 4769.0903
205367 | SYSTEM, RO, R1-4140, 220V 60HZ 3PH, AXEON | 17527.595 | 5258.2785
205368 | SYSTEM, RO, R1-4140, 220V 50HZ 3PH, AXEON | 17527.595 | 5258.2785
205369 | SYSTEM, RO, R1-4140, 380V 50HZ 3PH, AXEON | 17527.595 | 5258.2785
205370 | SYSTEM, RO, R1-4140, 460V 60HZ 3PH, AXEON | 17770.51 | 5331.153
AXEON R1-4140 OPTIONS & UPGRADES
|  | List Price: | Your Net Cost:
Part Number: | Description: | Each
205377 | SYSTEM, RO, R1-4140, CONTROLLER, AUTO FLUSH, 220V 60HZ 1PH, S150 | 814.05 | 244.215
205378 | SYSTEM, RO, R1-4140, CONTROLLER, AUTO FLUSH, 220V 50HZ 1PH, S150 | 814.05 | 244.215
205379 | SYSTEM, RO, R1-4140, CONTROLLER, AUTO FLUSH, 220V 60HZ 3PH, S150 | 564.75 | 169.425
205380 | SYSTEM, RO, R1-4140, CONTROLLER, AUTO FLUSH, 220V 50HZ 3PH, S150 | 564.75 | 169.425
205381 | SYSTEM, RO, R1-4140, CONTROLLER, AUTO FLUSH, 380V 50HZ 3PH, S150 | 859.75 | 257.925
205382 | SYSTEM, RO, R1-4140, CONTROLLER, AUTO FLUSH, 460V 60HZ 3PH, S150 | 869.05 | 260.715
205383 | SYSTEM, RO, R1-4140, 220V OUTLET, PUMP, CHEMICAL, 220V 60HZ 1PH | 309.9 | 92.97
205384 | SYSTEM, RO, R1-4140, 220V OUTLET, PUMP, CHEMICAL, 220V 50HZ 1PH | 309.9 | 92.97
205385 | SYSTEM, RO, R1-4140, 220V OUTLET, PUMP, CHEMICAL, 220V 60HZ 3PH | 309.9 | 92.97
205386 | SYSTEM, RO, R1-4140, 220V OUTLET, PUMP, CHEMICAL, 220V 50HZ 3PH | 309.9 | 92.97
205387 | SYSTEM, RO, R1-4140, 220V OUTLET, PUMP, CHEMICAL, 380V 50HZ 3PH | 309.9 | 92.97
205388 | SYSTEM, RO, R1-4140, 220V OUTLET, PUMP, CHEMICAL, 460V 60HZ 3PH | 309.9 | 92.97
205390 | SYSTEM, RO, R1-4140, MEMBRANE, HF5 - 4040, AXEON | 255.6 | 76.68
205391 | SYSTEM, RO, R1-4140, MEMBRANE, NF3 - 4040, AXEON | 240 | 72
205392 | SYSTEM, RO, R1-4140, MEMBRANE, NF4 - 4040, AXEON | 238 | 71.4
206070 | SYSTEM, RO, R1-4140, MEMBRANE, HR3 - 4040, AXEON | 99.2 | 29.76
205393 | SYSTEM, RO, R1-4140, VESSEL, PRESSURE, SS, 4040 | 500 | 150
205394 | SYSTEM, RO, R1-4140, CONTROLLER, PH, BL 981411, HANNA | 1445 | 433.5
205395 | SYSTEM, RO, R1-4140, SWITCH, TANK, PRESSURE, HIGH | 276.75 | 83.025
205396 | SYSTEM, RO, R1-4140, VALVE, RELIEF, PRESSURE, PUMP, CE COMPLIANT | 641.95 | 192.585
205397 | SYSTEM, RO, R1-4140, CONTROLLER, BOARD, EXPANDER, S150 | 706.3 | 211.89
205398 | SYSTEM, RO, R1-4140, CONTROLLER, DUAL, TDS, S150 | 804.2 | 241.26
205399 | SYSTEM, RO, R1-4140, VALVE, BLENDING | 210.3 | 63.09
205400 | SYSTEM, RO, R1-4140, PORTS, SAMPLE, PERMEATE | 108.15 | 32.445
205401 | SYSTEM, RO, R1-4140, CRATE, WOOD, SINGLE | 1000 | 300
AXEON R1-5140 RO SYSTEMS
|  | List Price: | Your Net Cost:
Part Number: | Description: | Each
205402 | SYSTEM, RO, R1-5140, 220V 60HZ 1PH, AXEON | 16984.6225 | 5095.3867
205403 | SYSTEM, RO, R1-5140, 220V 50HZ 1PH, AXEON | 16996.0225 | 5098.8067
205404 | SYSTEM, RO, R1-5140, 220V 60HZ 3PH, AXEON | 18626.65 | 5587.995
205405 | SYSTEM, RO, R1-5140, 220V 50HZ 3PH, AXEON | 18626.65 | 5587.995
205406 | SYSTEM, RO, R1-5140, 380V 50HZ 3PH, AXEON | 18626.65 | 5587.995
205407 | SYSTEM, RO, R1-5140, 460V 60HZ 3PH, AXEON | 18869.565 | 5660.8695
AXEON R1-5140 OPTIONS & UPGRADES
|  | List Price: | Your Net Cost:
Part Number: | Description: | Each
205414 | SYSTEM, RO, R1-5140, CONTROLLER, AUTO FLUSH, 220V 60HZ 1PH, S150 | 814.05 | 244.215
205415 | SYSTEM, RO, R1-5140, CONTROLLER, AUTO FLUSH, 220V 50HZ 1PH, S150 | 814.05 | 244.215
205416 | SYSTEM, RO, R1-5140, CONTROLLER, AUTO FLUSH, 220V 60HZ 3PH, S150 | 564.75 | 169.425
205417 | SYSTEM, RO, R1-5140, CONTROLLER, AUTO FLUSH, 220V 50HZ 3PH, S150 | 564.75 | 169.425
205418 | SYSTEM, RO, R1-5140, CONTROLLER, AUTO FLUSH, 380V 50HZ 3PH, S150 | 859.75 | 257.925
205419 | SYSTEM, RO, R1-5140, CONTROLLER, AUTO FLUSH, 460V 60HZ 3PH, S150 | 869.05 | 260.715
205420 | SYSTEM, RO, R1-5140, 220V OUTLET, PUMP, CHEMICAL, 220V 60HZ 1PH | 309.9 | 92.97
205421 | SYSTEM, RO, R1-5140, 220V OUTLET, PUMP, CHEMICAL, 220V 50HZ 1PH | 309.9 | 92.97
205422 | SYSTEM, RO, R1-5140, 220V OUTLET, PUMP, CHEMICAL, 220V 60HZ 3PH | 309.9 | 92.97
205423 | SYSTEM, RO, R1-5140, 220V OUTLET, PUMP, CHEMICAL, 220V 50HZ 3PH | 309.9 | 92.97
205424 | SYSTEM, RO, R1-5140, 220V OUTLET, PUMP, CHEMICAL, 380V 50HZ 3PH | 309.9 | 92.97
205425 | SYSTEM, RO, R1-5140, 220V OUTLET, PUMP, CHEMICAL, 460V 60HZ 3PH | 309.9 | 92.97
205427 | SYSTEM, RO, R1-5140, MEMBRANE, HF5 - 4040, AXEON | 319.5 | 95.85
205428 | SYSTEM, RO, R1-5140, MEMBRANE, NF3 - 4040, AXEON | 297.5 | 89.25
205429 | SYSTEM, RO, R1-5140, MEMBRANE, NF4 - 4040, AXEON | 297.5 | 89.25
206071 | SYSTEM, RO, R1-5140, MEMBRANE, HR3 - 4040, AXEON | 124 | 37.2
205430 | SYSTEM, RO, R1-5140, VESSEL, PRESSURE, SS, 4040 | 625 | 187.5
205431 | SYSTEM, RO, R1-5140, CONTROLLER, PH, BL 981411, HANNA | 1445 | 433.5
205432 | SYSTEM, RO, R1-5140, SWITCH, TANK, PRESSURE, HIGH | 276.75 | 83.025
205433 | SYSTEM, RO, R1-5140, VALVE, RELIEF, PRESSURE, PUMP, CE COMPLIANT | 231.65 | 69.495
205434 | SYSTEM, RO, R1-5140, CONTROLLER, BOARD, EXPANDER, S150 | 706.3 | 211.89
205435 | SYSTEM, RO, R1-5140, CONTROLLER, DUAL, TDS, S150 | 804.2 | 241.26
205436 | SYSTEM, RO, R1-5140, VALVE, BLENDING | 210.3 | 63.09
205437 | SYSTEM, RO, R1-5140, PORTS, SAMPLE, PERMEATE | 236.4 | 70.92
205438 | SYSTEM, RO, R1-5140, CRATE, WOOD, SINGLE | 1000 | 300
AXEON R1-6140 RO SYSTEMS
|  | List Price: | Your Net Cost:
Part Number: | Description: | Each
204966 | SYSTEM, RO, R1-6140, 220V 60HZ 1PH, AXEON | 18095.03 | 5428.509
204967 | SYSTEM, RO, R1-6140, 220V 50HZ 1PH, AXEON | 18095.03 | 5428.509
204968 | SYSTEM, RO, R1-6140, 220V 60HZ 3PH, AXEON | 19725.6575 | 5917.6973
204969 | SYSTEM, RO, R1-6140, 220V 50HZ 3PH, AXEON | 19725.6575 | 5917.6973
204970 | SYSTEM, RO, R1-6140, 380V 50HZ 3PH, AXEON | 19725.6575 | 5917.6973
204971 | SYSTEM, RO, R1-6140, 460V 60HZ 3PH, AXEON | 19968.5725 | 5990.5718
AXEON R1-6140 OPTIONS & UPGRADES
|  | List Price: | Your Net Cost:
Part Number: | Description: | Each
204972 | SYSTEM, RO, R1-6140, CONTROLLER, AUTO FLUSH, 220V 60HZ 1PH, S150 | 814.05 | 244.215
204973 | SYSTEM, RO, R1-6140, CONTROLLER, AUTO FLUSH, 220V 50HZ 1PH, S150 | 814.05 | 244.215
204974 | SYSTEM, RO, R1-6140, CONTROLLER, AUTO FLUSH, 220V 60HZ 3PH, S150 | 564.75 | 169.425
204975 | SYSTEM, RO, R1-6140, CONTROLLER, AUTO FLUSH, 220V 50HZ 3PH, S150 | 564.75 | 169.425
204976 | SYSTEM, RO, R1-6140, CONTROLLER, AUTO FLUSH, 380V 50HZ 3PH, S150 | 859.75 | 257.925
204977 | SYSTEM, RO, R1-6140, CONTROLLER, AUTO FLUSH, 460V 60HZ 3PH, S150 | 869.05 | 260.715
204978 | SYSTEM, RO, R1-6140, 220V OUTLET, PUMP, CHEMICAL, 220V 60HZ 1PH | 309.9 | 92.97
204979 | SYSTEM, RO, R1-6140, 220V OUTLET, PUMP, CHEMICAL, 220V 50HZ 1PH | 309.9 | 92.97
204980 | SYSTEM, RO, R1-6140, 220V OUTLET, PUMP, CHEMICAL, 220V 60HZ 3PH | 309.9 | 92.97
204981 | SYSTEM, RO, R1-6140, 220V OUTLET, PUMP, CHEMICAL, 220V 50HZ 3PH | 309.9 | 92.97
204982 | SYSTEM, RO, R1-6140, 220V OUTLET, PUMP, CHEMICAL, 380V 50HZ 3PH | 309.9 | 92.97
204983 | SYSTEM, RO, R1-6140, 220V OUTLET, PUMP, CHEMICAL, 460V 60HZ 3PH | 309.9 | 92.97
204985 | SYSTEM, RO, R1-6140, MEMBRANE, HF5 - 4040, AXEON | 383.4 | 115.02
204986 | SYSTEM, RO, R1-6140, MEMBRANE, NF3 - 4040, AXEON | 357 | 107.1
204987 | SYSTEM, RO, R1-6140, MEMBRANE, NF4 - 4040, AXEON | 357 | 107.1
206072 | SYSTEM, RO, R1-6140, MEMBRANE, HR3 - 4040, AXEON | 148.8 | 44.64
204988 | SYSTEM, RO, R1-6140, VESSEL, PRESSURE, SS, 4040 | 750 | 225
204989 | SYSTEM, RO, R1-6140, CONTROLLER, PH, BL 981411, HANNA | 1445 | 433.5
204992 | SYSTEM, RO, R1-6140, SWITCH, TANK, PRESSURE, HIGH | 276.75 | 83.025
204993 | SYSTEM, RO, R1-6140, VALVE, RELIEF, PRESSURE, PUMP, CE COMPLIANT | 641.95 | 192.585
204990 | SYSTEM, RO, R1-6140, CONTROLLER, BOARD, EXPANDER, S150 | 380.1 | 114.03
204991 | SYSTEM, RO, R1-6140, CONTROLLER, DUAL, TDS, S150 | 804.2 | 241.26
204994 | SYSTEM, RO, R1-6140, VALVE, BLENDING | 210.3 | 63.09
204995 | SYSTEM, RO, R1-6140, PORTS, SAMPLE, PERMEATE | 280.65 | 84.195
204996 | SYSTEM, RO, R1-6140, CRATE, WOOD, SINGLE | 1000 | 300
AXEON R2-1140 RO SYSTEMS
|  | List Price: | Your Net Cost:
Part Number: | Description: | Each
205847 | SYSTEM, RO, R2-1140, 220V 50/60HZ 1PH, AXEON | 29953.056 | 8985.9168
205125 | SYSTEM, RO, R2-1140, 220V 60HZ 3PH, AXEON | 30057.664 | 9017.2992
205126 | SYSTEM, RO, R2-1140, 220V 50HZ 3PH, AXEON | 30935.632 | 9280.6896
205127 | SYSTEM, RO, R2-1140, 380V 50HZ 3PH, AXEON | 31018.848 | 9305.6544
205128 | SYSTEM, RO, R2-1140, 460V 60HZ 3PH, AXEON | 30684.864 | 9205.4592
AXEON R2-1140 OPTIONS & UPGRADES
|  | List Price: | Your Net Cost:
Part Number: | Description: | Each
205170 | SYSTEM, RO, R2-1140, CONTROLLER, VFD, 220V 60HZ 3PH, D720, MITSUBISHI | 2687.16 | 806.148
205171 | SYSTEM, RO, R2-1140, CONTROLLER, VFD, 460V 60HZ 3PH, D740, MITSUBISHI | 2958.48 | 887.544
206126 | SYSTEM, RO, R2-1140, 220V OUTLET, PUMP, CHEMICAL, 220V 60HZ 1PH | 153.16 | 45.948
205172 | SYSTEM, RO, R2-1140, 220V OUTLET, PUMP, CHEMICAL, 220V 60HZ 3PH | 340.2 | 102.06
205173 | SYSTEM, RO, R2-1140, 220V OUTLET, PUMP, CHEMICAL, 220V 50HZ 3PH | 340.2 | 102.06
205174 | SYSTEM, RO, R2-1140, 220V OUTLET, PUMP, CHEMICAL, 380V 50HZ 3PH | 340.2 | 102.06
205175 | SYSTEM, RO, R2-1140, 220V OUTLET, PUMP, CHEMICAL, 460V 60HZ 3PH | 340.2 | 102.06
205176 | SYSTEM, RO, R2-1140, MEMBRANE, LC HR-4040, FILMTEC | 252 | 75.6
205177 | SYSTEM, RO, R2-1140, CONTROLLER, BOARD, EXPANDER, S150 | 791.056 | 237.3168
205179 | SYSTEM, RO, R2-1140, SWITCH, TANK, PRESSURE, HIGH | 303.688 | 91.1064
205180 | SYSTEM, RO, R2-1140, VALVE, RELIEF, PRESSURE, PUMP, CE COMPLIANT | 829.192 | 248.7576
205181 | SYSTEM, RO, R2-1140, VALVE, DUMP | 875.112 | 262.5336
205183 | SYSTEM, RO, R2-1140, PORTS, SAMPLE, PERMEATE | 47.992 | 14.3976
205184 | SYSTEM, RO, R2-1140, CRATE, WOOD, SINGLE | 1120 | 336
AXEON R2-2140 RO SYSTEMS
|  | List Price: | Your Net Cost:
Part Number: | Description: | Each
205852 | SYSTEM, RO, R2-2140, 220V 50/60HZ 1PH, AXEON | 31678.864 | 9503.6592
205129 | SYSTEM, RO, R2-2140, 220V 60HZ 3PH, AXEON | 32239.088 | 9671.7264
205130 | SYSTEM, RO, R2-2140, 220V 50HZ 3PH, AXEON | 33117.056 | 9935.1168
205131 | SYSTEM, RO, R2-2140, 380V 50HZ 3PH, AXEON | 33447.456 | 10034.2368
205132 | SYSTEM, RO, R2-2140, 460V 60HZ 3PH, AXEON | 32866.288 | 9859.8864
AXEON R2-2140 OPTIONS & UPGRADES
|  | List Price: | Your Net Cost:
Part Number: | Description: | Each
205185 | SYSTEM, RO, R2-2140, CONTROLLER, VFD, 220V 60HZ 3PH, D720, MITSUBISHI | 2687.16 | 806.148
205186 | SYSTEM, RO, R2-2140, CONTROLLER, VFD, 460V 60HZ 3PH, D740, MITSUBISHI | 2856 | 856.8
206127 | SYSTEM, RO, R2-2140, 220V OUTLET, PUMP, CHEMICAL, 220V 60HZ 1PH | 153.16 | 45.948
205187 | SYSTEM, RO, R2-2140, 220V OUTLET, PUMP, CHEMICAL, 220V 60HZ 3PH | 340.2 | 102.06
205188 | SYSTEM, RO, R2-2140, 220V OUTLET, PUMP, CHEMICAL, 220V 50HZ 3PH | 340.2 | 102.06
205189 | SYSTEM, RO, R2-2140, 220V OUTLET, PUMP, CHEMICAL, 380V 50HZ 3PH | 340.2 | 102.06
205190 | SYSTEM, RO, R2-2140, 220V OUTLET, PUMP, CHEMICAL, 460V 60HZ 3PH | 340.2 | 102.06
205191 | SYSTEM, RO, R2-2140, MEMBRANE, LC HR-4040, FILMTEC | 504 | 151.2
205192 | SYSTEM, RO, R2-2140, CONTROLLER, BOARD, EXPANDER, S150 | 791.056 | 237.3168
205194 | SYSTEM, RO, R2-2140, SWITCH, TANK, PRESSURE, HIGH | 303.688 | 91.1064
205195 | SYSTEM, RO, R2-2140, VALVE, RELIEF, PRESSURE, PUMP, CE COMPLIANT | 829.192 | 248.7576
205196 | SYSTEM, RO, R2-2140, VALVE, DUMP | 875.112 | 262.5336
205198 | SYSTEM, RO, R2-2140, PORTS, SAMPLE, PERMEATE | 72.352 | 21.7056
205199 | SYSTEM, RO, R2-2140, CRATE, WOOD, SINGLE | 1120 | 336
AXEON R2-3140 RO SYSTEMS
|  | List Price: | Your Net Cost:
Part Number: | Description: | Each
205854 | SYSTEM, RO, R2-3140, 220V 50/60HZ 1PH, AXEON | 33445.44 | 10033.632
205133 | SYSTEM, RO, R2-3140, 220V 60HZ 3PH, AXEON | 34443.976 | 10333.1928
205134 | SYSTEM, RO, R2-3140, 220V 50HZ 3PH, AXEON | 35321.944 | 10596.5832
205135 | SYSTEM, RO, R2-3140, 380V 50HZ 3PH, AXEON | 35652.344 | 10695.7032
205136 | SYSTEM, RO, R2-3140, 460V 60HZ 3PH, AXEON | 35071.176 | 10521.3528
AXEON R2-3140 OPTIONS & UPGRADES
|  | List Price: | Your Net Cost:
Part Number: | Description: | Each
205200 | SYSTEM, RO, R2-3140, CONTROLLER, VFD, 220V 60HZ 3PH, D720, MITSUBISHI | 2958.48 | 887.544
205201 | SYSTEM, RO, R2-3140, CONTROLLER, VFD, 460V 60HZ 3PH, D740, MITSUBISHI | 3086.16 | 925.848
206128 | SYSTEM, RO, R2-3140, 220V OUTLET, PUMP, CHEMICAL, 220V 60HZ 1PH | 153.16 | 45.948
205202 | SYSTEM, RO, R2-3140, 220V OUTLET, PUMP, CHEMICAL, 220V 60HZ 3PH | 340.2 | 102.06
205203 | SYSTEM, RO, R2-3140, 220V OUTLET, PUMP, CHEMICAL, 220V 50HZ 3PH | 340.2 | 102.06
205204 | SYSTEM, RO, R2-3140, 220V OUTLET, PUMP, CHEMICAL, 380V 50HZ 3PH | 340.2 | 102.06
205205 | SYSTEM, RO, R2-3140, 220V OUTLET, PUMP, CHEMICAL, 460V 60HZ 3PH | 340.2 | 102.06
205206 | SYSTEM, RO, R2-3140, MEMBRANE, LC HR-4040, FILMTEC | 756 | 226.8
205207 | SYSTEM, RO, R2-3140, CONTROLLER, BOARD, EXPANDER, S150 | 791.056 | 237.3168
205209 | SYSTEM, RO, R2-3140, SWITCH, TANK, PRESSURE, HIGH | 303.688 | 91.1064
205210 | SYSTEM, RO, R2-3140, VALVE, RELIEF, PRESSURE, PUMP, CE COMPLIANT | 829.192 | 248.7576
205211 | SYSTEM, RO, R2-3140, VALVE, DUMP | 875.112 | 262.5336
205213 | SYSTEM, RO, R2-3140, PORTS, SAMPLE, PERMEATE | 159.992 | 47.9976
205214 | SYSTEM, RO, R2-3140, CRATE, WOOD, SINGLE | 1120 | 336
AXEON R2-4140 RO SYSTEMS
|  | List Price: | Your Net Cost:
Part Number: | Description: | Each
205137 | SYSTEM, RO, R2-4140, 220V 60HZ 3PH, AXEON | 37052.344 | 11115.7032
205138 | SYSTEM, RO, R2-4140, 220V 50HZ 3PH, AXEON | 37930.312 | 11379.0936
205139 | SYSTEM, RO, R2-4140, 380V 50HZ 3PH, AXEON | 37955.904 | 11386.7712
205140 | SYSTEM, RO, R2-4140, 460V 60HZ 3PH, AXEON | 37325.12 | 11197.536
AXEON R2-4140 OPTIONS & UPGRADES
|  | List Price: | Your Net Cost:
Part Number: | Description: | Each
205215 | SYSTEM, RO, R2-4140, CONTROLLER, VFD, 220V 60HZ 3PH, D720, MITSUBISHI | 2958.48 | 887.544
205216 | SYSTEM, RO, R2-4140, CONTROLLER, VFD, 460V 60HZ 3PH, D740, MITSUBISHI | 3086.16 | 925.848
205217 | SYSTEM, RO, R2-4140, 220V OUTLET, PUMP, CHEMICAL, 220V 60HZ 3PH | 340.2 | 102.06
205218 | SYSTEM, RO, R2-4140, 220V OUTLET, PUMP, CHEMICAL, 220V 50HZ 3PH | 340.2 | 102.06
205219 | SYSTEM, RO, R2-4140, 220V OUTLET, PUMP, CHEMICAL, 380V 50HZ 3PH | 340.2 | 102.06
205220 | SYSTEM, RO, R2-4140, 220V OUTLET, PUMP, CHEMICAL, 460V 60HZ 3PH | 340.2 | 102.06
205221 | SYSTEM, RO, R2-4140, MEMBRANE, LC HR-4040, FILMTEC | 1008 | 302.4
205222 | SYSTEM, RO, R2-4140, CONTROLLER, BOARD, EXPANDER, S150 | 791.056 | 237.3168
205224 | SYSTEM, RO, R2-4140, SWITCH, TANK, PRESSURE, HIGH | 348.432 | 104.5296
205225 | SYSTEM, RO, R2-4140, VALVE, RELIEF, PRESSURE, PUMP, CE COMPLIANT | 829.192 | 248.7576
205226 | SYSTEM, RO, R2-4140, VALVE, DUMP | 877.24 | 263.172
205228 | SYSTEM, RO, R2-4140, PORTS, SAMPLE, PERMEATE | 209.552 | 62.8656
205229 | SYSTEM, RO, R2-4140, CRATE, WOOD, SINGLE | 1120 | 336
AXEON R2-5140 RO SYSTEMS
|  | List Price: | Your Net Cost:
Part Number: | Description: | Each
205141 | SYSTEM, RO, R2-5140, 220V 60HZ 3PH, AXEON | 39530.064 | 11859.0192
205142 | SYSTEM, RO, R2-5140, 220V 50HZ 3PH, AXEON | 40408.032 | 12122.4096
205143 | SYSTEM, RO, R2-5140, 380V 50HZ 3PH, AXEON | 40433.624 | 12130.0872
205144 | SYSTEM, RO, R2-5140, 460V 60HZ 3PH, AXEON | 39802.84 | 11940.852
AXEON R2-5140 OPTIONS & UPGRADES
|  | List Price: | Your Net Cost:
Part Number: | Description: | Each
205230 | SYSTEM, RO, R2-5140, CONTROLLER, VFD, 220V 60HZ 3PH, D720, MITSUBISHI | 2958.48 | 887.544
205231 | SYSTEM, RO, R2-5140, CONTROLLER, VFD, 460V 60HZ 3PH, D740, MITSUBISHI | 3086.16 | 925.848
205232 | SYSTEM, RO, R2-5140, 220V OUTLET, PUMP, CHEMICAL, 220V 60HZ 3PH | 340.2 | 102.06
205233 | SYSTEM, RO, R2-5140, 220V OUTLET, PUMP, CHEMICAL, 220V 50HZ 3PH | 340.2 | 102.06
205234 | SYSTEM, RO, R2-5140, 220V OUTLET, PUMP, CHEMICAL, 380V 50HZ 3PH | 340.2 | 102.06
205235 | SYSTEM, RO, R2-5140, 220V OUTLET, PUMP, CHEMICAL, 460V 60HZ 3PH | 340.2 | 102.06
205236 | SYSTEM, RO, R2-5140, MEMBRANE, LC HR-4040, FILMTEC | 1176 | 352.8
205237 | SYSTEM, RO, R2-5140, CONTROLLER, BOARD, EXPANDER, S150 | 791.056 | 237.3168
205239 | SYSTEM, RO, R2-5140, SWITCH, TANK, PRESSURE, HIGH | 326.312 | 97.8936
205240 | SYSTEM, RO, R2-5140, VALVE, RELIEF, PRESSURE, PUMP, CE COMPLIANT | 325.416 | 97.6248
205241 | SYSTEM, RO, R2-5140, VALVE, DUMP | 877.24 | 263.172
205243 | SYSTEM, RO, R2-5140, PORTS, SAMPLE, PERMEATE | 145.488 | 43.6464
205244 | SYSTEM, RO, R2-5140, CRATE, WOOD, SINGLE | 1120 | 336
AXEON R2-6140 RO SYSTEMS
|  | List Price: | Your Net Cost:
Part Number: | Description: | Each
205145 | SYSTEM, RO, R2-6140, 220V 60HZ 3PH, AXEON | 41710.48 | 12513.144
205146 | SYSTEM, RO, R2-6140, 220V 50HZ 3PH, AXEON | 42588.56 | 12776.568
205147 | SYSTEM, RO, R2-6140, 380V 50HZ 3PH, AXEON | 42614.32 | 12784.296
205148 | SYSTEM, RO, R2-6140, 460V 60HZ 3PH, AXEON | 41983.2 | 12594.96
AXEON R2-6140 OPTIONS & UPGRADES
|  | List Price: | Your Net Cost:
Part Number: | Description: | Each
205245 | SYSTEM, RO, R2-6140, CONTROLLER, VFD, 220V 60HZ 3PH, D720, MITSUBISHI | 1370.824 | 411.2472
205246 | SYSTEM, RO, R2-6140, CONTROLLER, VFD, 460V 60HZ 3PH, D740, MITSUBISHI | 1370.824 | 411.2472
205247 | SYSTEM, RO, R2-6140, 220V OUTLET, PUMP, CHEMICAL, 220V 60HZ 3PH | 340.2 | 102.06
205248 | SYSTEM, RO, R2-6140, 220V OUTLET, PUMP, CHEMICAL, 220V 50HZ 3PH | 340.2 | 102.06
205249 | SYSTEM, RO, R2-6140, 220V OUTLET, PUMP, CHEMICAL, 380V 50HZ 3PH | 340.2 | 102.06
205250 | SYSTEM, RO, R2-6140, 220V OUTLET, PUMP, CHEMICAL, 460V 60HZ 3PH | 340.2 | 102.06
205251 | SYSTEM, RO, R2-6140, MEMBRANE, LC HR-4040, FILMTEC | 1176 | 352.8
205252 | SYSTEM, RO, R2-6140, CONTROLLER, BOARD, EXPANDER, S150 | 791.056 | 237.3168
205254 | SYSTEM, RO, R2-6140, SWITCH, TANK, PRESSURE, HIGH | 326.312 | 97.8936
205255 | SYSTEM, RO, R2-6140, VALVE, RELIEF, PRESSURE, PUMP, CE COMPLIANT | 325.416 | 97.6248
205256 | SYSTEM, RO, R2-6140, VALVE, DUMP | 877.24 | 263.172
205258 | SYSTEM, RO, R2-6140, PORTS, SAMPLE, PERMEATE | 169.96 | 50.988
205259 | SYSTEM, RO, R2-6140, CRATE, WOOD, SINGLE | 1120 | 336
AXEON M1-4240 RO SYSTEMS
|  | List Price: | Your Net Cost:
Part Number: | Description: | Each
204660 | SYSTEM, RO, M1-4240, 220V 60HZ 3PH, AXEON | 37204.5175 | 11161.3553
204661 | SYSTEM, RO, M1-4240, 220V 50HZ 3PH, AXEON | 37204.5175 | 11161.3553
204662 | SYSTEM, RO, M1-4240, 380V 50HZ 3PH, AXEON | 37226.225 | 11167.8675
204663 | SYSTEM, RO, M1-4240, 460V 60HZ 3PH, AXEON | 37435.89 | 11230.767
AXEON M1-4240 OPTIONS & UPGRADES
|  | List Price: | Your Net Cost:
Part Number: | Description: | Each
204666 | SYSTEM, RO, M1-4240, CONTROLLER, AUTO FLUSH, 220V 60HZ 3PH, ROTROL II | 8695.2 | 2608.56
205275 | SYSTEM, RO, M1-4240, CONTROLLER, AUTO FLUSH, 220V 50HZ 3PH, ROTROL II | 8695.2 | 2608.56
204667 | SYSTEM, RO, M1-4240, CONTROLLER, AUTO FLUSH, 380V 50HZ 3PH, ROTROL II | 8630.35 | 2589.105
204668 | SYSTEM, RO, M1-4240, CONTROLLER, AUTO FLUSH, 460V 60HZ 3PH, ROTROL II | 8665.2 | 2599.56
205276 | SYSTEM, RO, M1-4240, CONTROLLER, VFD, 220V 60HZ 3PH, D720, MITSUBISHI | 3569.9 | 1070.97
205277 | SYSTEM, RO, M1-4240, CONTROLLER, VFD, 220V 50HZ 3PH, D720, MITSUBISHI | 3569.9 | 1070.97
205278 | SYSTEM, RO, M1-4240, CONTROLLER, VFD, 380V 50HZ 3PH, D740, MITSUBISHI | 3769.9 | 1130.97
205279 | SYSTEM, RO, M1-4240, CONTROLLER, VFD, 460V 60HZ 3PH, D740, MITSUBISHI | 3769.9 | 1130.97
204664 | SYSTEM, RO, M1-4240, 220V OUTLET, PUMP, CHEMICAL, 220V 60HZ 3PH | 308.55 | 92.565
205280 | SYSTEM, RO, M1-4240, 220V OUTLET, PUMP, CHEMICAL, 220V 50HZ 3PH | 308.55 | 92.565
205281 | SYSTEM, RO, M1-4240, 220V OUTLET, PUMP, CHEMICAL, 380V 50HZ 3PH | 308.55 | 92.565
204665 | SYSTEM, RO, M1-4240, 220V OUTLET, PUMP, CHEMICAL, 460V 60HZ 3PH | 308.55 | 92.565
203426 | SYSTEM, RO, M1-4240, MEMBRANE, HF5 - 4040, AXEON | 317.6 | 95.28
203427 | SYSTEM, RO, M1-4240, MEMBRANE, NF3 - 4040, AXEON | 282.4 | 84.72
203428 | SYSTEM, RO, M1-4240, MEMBRANE, NF4 - 4040, AXEON | 282.4 | 84.72
203429 | SYSTEM, RO, M1-4240, VESSEL, PRESSURE, SS, 4080 | 500 | 150
203431 | SYSTEM, RO, M1-4240, CONTROLLER, PH, BL 981411, HANNA | 1445 | 433.5
204670 | SYSTEM, RO, M1-4240, CONTROLLER, BOARD, EXPANDER, ROTROL II | 87.05 | 26.115
203435 | SYSTEM, RO, M1-4240, CONTROLLER, EXPANDER BOARD, S150 | 706.3 | 211.89
203438 | SYSTEM, RO, M1-4240, PORTS, SAMPLE, PERMEATE | 213.05 | 63.915
203432 | SYSTEM, RO, M1-4240, SWITCH, TANK, PRESSURE, HIGH | 328.7 | 98.61
204669 | SYSTEM, RO, M1-4240, VALVE, RELIEF, PRESSURE, PUMP, CE COMPLIANT | 125 | 37.5
203436 | SYSTEM, RO, M1-4240, VALVE, BLENDING | 335.2 | 100.56
AXEON M1-6240 RO SYSTEMS
|  | List Price: | Your Net Cost:
Part Number: | Description: | Each
204671 | SYSTEM, RO, M1-6240, 220V 60HZ 3PH, AXEON | 42886.2775 | 12865.8833
204672 | SYSTEM, RO, M1-6240, 220V 50HZ 3PH, AXEON | 43761.56 | 13128.468
204673 | SYSTEM, RO, M1-6240, 380V 50HZ 3PH, AXEON | 43857.985 | 13157.3955
204674 | SYSTEM, RO, M1-6240, 460V 60HZ 3PH, AXEON | 44067.65 | 13220.295
AXEON M1-6240 OPTIONS & UPGRADES
|  | List Price: | Your Net Cost:
Part Number: | Description: | Each
204677 | SYSTEM, RO, M1-6240, CONTROLLER, AUTO FLUSH, 220V 60HZ 3PH, ROTROL II | 8695.2 | 2608.56
205282 | SYSTEM, RO, M1-6240, CONTROLLER, AUTO FLUSH, 220V 50HZ 3PH, ROTROL II | 8695.2 | 2608.56
204678 | SYSTEM, RO, M1-6240, CONTROLLER, AUTO FLUSH, 380V 50HZ 3PH, ROTROL II | 8630.35 | 2589.105
204679 | SYSTEM, RO, M1-6240, CONTROLLER, AUTO FLUSH, 460V 60HZ 3PH, ROTROL II | 8665.2 | 2599.56
205283 | SYSTEM, RO, M1-6240, CONTROLLER, VFD, 220V 60HZ 3PH, D720, MITSUBISHI | 1403.9 | 421.17
205284 | SYSTEM, RO, M1-6240, CONTROLLER, VFD, 220V 50HZ 3PH, D720, MITSUBISHI | 3569.9 | 1070.97
205285 | SYSTEM, RO, M1-6240, CONTROLLER, VFD, 380V 50HZ 3PH, D740, MITSUBISHI | 1403.9 | 421.17
205286 | SYSTEM, RO, M1-6240, CONTROLLER, VFD, 460V 60HZ 3PH, D740, MITSUBISHI | 3769.9 | 1130.97
204675 | SYSTEM, RO, M1-6240, 220V OUTLET, PUMP, CHEMICAL, 220V 60HZ 3PH | 308.55 | 92.565
205287 | SYSTEM, RO, M1-6240, 220V OUTLET, PUMP, CHEMICAL, 220V 50HZ 3PH | 308.55 | 92.565
205288 | SYSTEM, RO, M1-6240, 220V OUTLET, PUMP, CHEMICAL, 380V 50HZ 3PH | 308.55 | 92.565
204676 | SYSTEM, RO, M1-6240, 220V OUTLET, PUMP, CHEMICAL, 460V 60HZ 3PH | 308.55 | 92.565
203442 | SYSTEM, RO, M1-6240, MEMBRANE, HF5 - 4040, AXEON | 397 | 119.1
203443 | SYSTEM, RO, M1-6240, MEMBRANE, NF3 - 4040, AXEON | 353 | 105.9
203444 | SYSTEM, RO, M1-6240, MEMBRANE, NF4 - 4040, AXEON | 353 | 105.9
203445 | SYSTEM, RO, M1-6240, VESSEL, PRESSURE, SS, 4080 | 750 | 225
203447 | SYSTEM, RO, M1-6240, CONTROLLER, PH, BL 981411, HANNA | 1445 | 433.5
204681 | SYSTEM, RO, M1-6240, CONTROLLER, BOARD, EXPANDER, ROTROL II | 87.05 | 26.115
203451 | SYSTEM, RO, M1-6240, CONTROLLER, EXPANDER BOARD, S150 | 706.3 | 211.89
203454 | SYSTEM, RO, M1-6240, PORTS, SAMPLE, PERMEATE | 169.55 | 50.865
203448 | SYSTEM, RO, M1-6240, SWITCH, TANK, PRESSURE, HIGH | 328.7 | 98.61
204680 | SYSTEM, RO, M1-6240, VALVE, RELIEF, PRESSURE, PUMP, CE COMPLIANT | 125 | 37.5
203452 | SYSTEM, RO, M1-6240, VALVE, BLENDING | 335.2 | 100.56
AXEON M1-8240 RO SYSTEMS
|  | List Price: | Your Net Cost:
Part Number: | Description: | Each
204689 | SYSTEM, RO, M1-8240, 220V 60HZ 3PH, AXEON | 48861.7775 | 14658.5333
204690 | SYSTEM, RO, M1-8240, 220V 50HZ 3PH, AXEON | 49737.06 | 14921.118
204691 | SYSTEM, RO, M1-8240, 380V 50HZ 3PH, AXEON | 49833.485 | 14950.0455
204692 | SYSTEM, RO, M1-8240, 460V 60HZ 3PH, AXEON | 50043.15 | 15012.945
AXEON M1-8240 OPTIONS & UPGRADES
|  | List Price: | Your Net Cost:
Part Number: | Description: | Each
204695 | SYSTEM, RO, M1-8240, CONTROLLER, AUTO FLUSH, 220V 60HZ 3PH, ROTROL II | 8695.2 | 2608.56
205289 | SYSTEM, RO, M1-8240, CONTROLLER, AUTO FLUSH, 220V 50HZ 3PH, ROTROL II | 8695.2 | 2608.56
204696 | SYSTEM, RO, M1-8240, CONTROLLER, AUTO FLUSH, 380V 50HZ 3PH, ROTROL II | 8630.35 | 2589.105
204697 | SYSTEM, RO, M1-8240, CONTROLLER, AUTO FLUSH, 460V 60HZ 3PH, ROTROL II | 8665.2 | 2599.56
205290 | SYSTEM, RO, M1-8240, CONTROLLER, VFD, 220V 60HZ 3PH, D720, MITSUBISHI | 2821.45 | 846.435
205291 | SYSTEM, RO, M1-8240, CONTROLLER, VFD, 220V 50HZ 3PH, D720, MITSUBISHI | 2821.45 | 846.435
205292 | SYSTEM, RO, M1-8240, CONTROLLER, VFD, 380V 50HZ 3PH, D740, MITSUBISHI | 2935.45 | 880.635
205293 | SYSTEM, RO, M1-8240, CONTROLLER, VFD, 460V 60HZ 3PH, D740, MITSUBISHI | 2935.45 | 880.635
204693 | SYSTEM, RO, M1-8240, 220V OUTLET, PUMP, CHEMICAL, 220V 60HZ 3PH | 221.45 | 66.435
205294 | SYSTEM, RO, M1-8240, 220V OUTLET, PUMP, CHEMICAL, 220V 50HZ 3PH | 308.55 | 92.565
205295 | SYSTEM, RO, M1-8240, 220V OUTLET, PUMP, CHEMICAL, 380V 50HZ 3PH | 308.55 | 92.565
204694 | SYSTEM, RO, M1-8240, 220V OUTLET, PUMP, CHEMICAL, 460V 60HZ 3PH | 308.55 | 92.565
203458 | SYSTEM, RO, M1-8240, MEMBRANE, HF5 - 4040, AXEON | 635.2 | 190.56
203459 | SYSTEM, RO, M1-8240, MEMBRANE, NF3 - 4040, AXEON | 564.8 | 169.44
203460 | SYSTEM, RO, M1-8240, MEMBRANE, NF4 - 4040, AXEON | 564.8 | 169.44
203461 | SYSTEM, RO, M1-8240, VESSEL, PRESSURE, SS, 4080 | 1000 | 300
203463 | SYSTEM, RO, M1-8240, CONTROLLER, PH, BL 981411, HANNA | 1445 | 433.5
204699 | SYSTEM, RO, M1-8240, CONTROLLER, BOARD, EXPANDER, ROTROL II | 87.05 | 26.115
203467 | SYSTEM, RO, M1-8240, CONTROLLER, EXPANDER BOARD, S150 | 706.3 | 211.89
203470 | SYSTEM, RO, M1-8240, PORTS, SAMPLE, PERMEATE | 213.05 | 63.915
203464 | SYSTEM, RO, M1-8240, SWITCH, TANK, PRESSURE, HIGH | 327.4 | 98.22
204698 | SYSTEM, RO, M1-8240, VALVE, RELIEF, PRESSURE, PUMP, CE COMPLIANT | 125 | 37.5
203468 | SYSTEM, RO, M1-8240, VALVE, BLENDING | 335.2 | 100.56
AXEON M1-10240 RO SYSTEMS
|  | List Price: | Your Net Cost:
Part Number: | Description: | Each
204700 | SYSTEM, RO, M1-10240, 220V 60HZ 3PH, AXEON | 68826.3125 | 20647.8937
204701 | SYSTEM, RO, M1-10240, 220V 50HZ 3PH, AXEON | 69776.3125 | 20932.8937
204702 | SYSTEM, RO, M1-10240, 380V 50HZ 3PH, AXEON | 70156.3125 | 21046.8937
204703 | SYSTEM, RO, M1-10240, 460V 60HZ 3PH, AXEON | 70311.685 | 21093.5055
AXEON M1-10240 OPTIONS & UPGRADES
|  | List Price: | Your Net Cost:
Part Number: | Description: | Each
205296 | SYSTEM, RO, M1-10240, CONTROLLER, VFD, 220V 60HZ 3PH, D720, MITSUBISHI | 1403.9 | 421.17
205297 | SYSTEM, RO, M1-10240, CONTROLLER, VFD, 220V 50HZ 3PH, D720, MITSUBISHI | 1403.9 | 421.17
205298 | SYSTEM, RO, M1-10240, CONTROLLER, VFD, 380V 50HZ 3PH, D740, MITSUBISHI | 1403.9 | 421.17
205299 | SYSTEM, RO, M1-10240, CONTROLLER, VFD, 460V 60HZ 3PH, D740, MITSUBISHI | 1403.9 | 421.17
204704 | SYSTEM, RO, M1-10240, 220V OUTLET, PUMP, CHEMICAL, 220V 60HZ 3PH | 308.55 | 92.565
205300 | SYSTEM, RO, M1-10240, 220V OUTLET, PUMP, CHEMICAL, 220V 50HZ 3PH | 308.55 | 92.565
205301 | SYSTEM, RO, M1-10240, 220V OUTLET, PUMP, CHEMICAL, 380V 50HZ 3PH | 308.55 | 92.565
204705 | SYSTEM, RO, M1-10240, 220V OUTLET, PUMP, CHEMICAL, 460V 60HZ 3PH | 308.55 | 92.565
203474 | SYSTEM, RO, M1-10240, MEMBRANE, HF5 - 4040, AXEON | 794 | 238.2
203475 | SYSTEM, RO, M1-10240, MEMBRANE, NF3 - 4040, AXEON | 706 | 211.8
203476 | SYSTEM, RO, M1-10240, MEMBRANE, NF4 - 4040, AXEON | 706 | 211.8
203477 | SYSTEM, RO, M1-10240, VESSEL, PRESSURE, SS, 4080 | 1250 | 375
203482 | SYSTEM, RO, M1-10240, CONTROLLER, PH, BL 981411, HANNA | 1499.6 | 449.88
204707 | SYSTEM, RO, M1-10240, CONTROLLER, BOARD, EXPANDER, ROTROL II | 87.05 | 26.115
203485 | SYSTEM, RO, M1-10240, PORTS, SAMPLE, PERMEATE | 256.6 | 76.98
203479 | SYSTEM, RO, M1-10240, SWITCH, TANK, PRESSURE, HIGH | 365.4 | 109.62
204706 | SYSTEM, RO, M1-10240, VALVE, RELIEF, PRESSURE, PUMP, CE COMPLIANT | 692.2 | 207.66
203483 | SYSTEM, RO, M1-10240, VALVE, BLENDING | 689.85 | 206.955
AXEON M1-12240 RO SYSTEMS
|  | List Price: | Your Net Cost:
Part Number: | Description: | Each
204708 | SYSTEM, RO, M1-12240, 220V 60HZ 3PH, AXEON | 74290.8075 | 22287.2422
204709 | SYSTEM, RO, M1-12240, 220V 50HZ 3PH, AXEON | 78257.295 | 23477.1885
204710 | SYSTEM, RO, M1-12240, 380V 50HZ 3PH, AXEON | 75443.68 | 22633.104
204711 | SYSTEM, RO, M1-12240, 460V 60HZ 3PH, AXEON | 78732.295 | 23619.6885
AXEON M1-12240 OPTIONS & UPGRADES
|  | List Price: | Your Net Cost:
Part Number: | Description: | Each
205302 | SYSTEM, RO, M1-12240, CONTROLLER, VFD, 220V 60HZ 3PH, D720, MITSUBISHI | 2821.45 | 846.435
205303 | SYSTEM, RO, M1-12240, CONTROLLER, VFD, 220V 50HZ 3PH, D720, MITSUBISHI | 2821.45 | 846.435
205304 | SYSTEM, RO, M1-12240, CONTROLLER, VFD, 380V 50HZ 3PH, D740, MITSUBISHI | 2935.45 | 880.635
205305 | SYSTEM, RO, M1-12240, CONTROLLER, VFD, 460V 60HZ 3PH, D740, MITSUBISHI | 2935.45 | 880.635
204712 | SYSTEM, RO, M1-12240, 220V OUTLET, PUMP, CHEMICAL, 220V 60HZ 3PH | 308.55 | 92.565
205306 | SYSTEM, RO, M1-12240, 220V OUTLET, PUMP, CHEMICAL, 220V 50HZ 3PH | 308.55 | 92.565
205307 | SYSTEM, RO, M1-12240, 220V OUTLET, PUMP, CHEMICAL, 380V 50HZ 3PH | 308.55 | 92.565
204713 | SYSTEM, RO, M1-12240, 220V OUTLET, PUMP, CHEMICAL, 460V 60HZ 3PH | 308.55 | 92.565
203489 | SYSTEM, RO, M1-12240, MEMBRANE, HF5 - 4040, AXEON | 952.8 | 285.84
203490 | SYSTEM, RO, M1-12240, MEMBRANE, NF3 - 4040, AXEON | 847.2 | 254.16
203491 | SYSTEM, RO, M1-12240, MEMBRANE, NF4 - 4040, AXEON | 847.2 | 254.16
203492 | SYSTEM, RO, M1-12240, VESSEL, PRESSURE, SS, 4080 | 1500 | 450
203497 | SYSTEM, RO, M1-12240, CONTROLLER, PH, BL 981411, HANNA | 1499.6 | 449.88
204715 | SYSTEM, RO, M1-12240, CONTROLLER, BOARD, EXPANDER, ROTROL II | 87.05 | 26.115
203500 | SYSTEM, RO, M1-12240, PORTS, SAMPLE, PERMEATE | 300.2 | 90.06
203494 | SYSTEM, RO, M1-12240, SWITCH, TANK, PRESSURE, HIGH | 363.9 | 109.17
204714 | SYSTEM, RO, M1-12240, VALVE, RELIEF, PRESSURE, PUMP, CE COMPLIANT | 692.2 | 207.66
203498 | SYSTEM, RO, M1-12240, VALVE, BLENDING | 689.85 | 206.955
AXEON M2-4240 RO SYSTEMS
|  | List Price: | Your Net Cost:
Part Number: | Description: | Each
205650 | SYSTEM, RO, M2-4240, 220V 60HZ 3PH, AXEON | 60447.688 | 18134.3064
205651 | SYSTEM, RO, M2-4240, 220V 50HZ 3PH, AXEON | 60447.688 | 18134.3064
205652 | SYSTEM, RO, M2-4240, 380V 50HZ 3PH, AXEON | 59926.776 | 17978.0328
205653 | SYSTEM, RO, M2-4240, 460V 60HZ 3PH, AXEON | 60346.776 | 18104.0328
AXEON M2-4240 OPTIONS & UPGRADES
|  | List Price: | Your Net Cost:
Part Number: | Description: | Each
205654 | SYSTEM, RO, M2-4240, CONTROLLER, AUTO FLUSH, 220V 60HZ 3PH, ROTROL II | 9983.456 | 2995.0368
205655 | SYSTEM, RO, M2-4240, CONTROLLER, AUTO FLUSH, 220V 50HZ 3PH, ROTROL II | 9983.456 | 2995.0368
205656 | SYSTEM, RO, M2-4240, CONTROLLER, AUTO FLUSH, 380V 50HZ 3PH, ROTROL II | 10366.16 | 3109.848
205657 | SYSTEM, RO, M2-4240, CONTROLLER, AUTO FLUSH, 460V 60HZ 3PH, ROTROL II | 10260.6 | 3078.18
206182 | SYSTEM, RO, M2-4240, CONTROLLER, VFD, 220V 60HZ 3PH, D270, MITSUBISHI | 3479.616 | 1043.8848
206183 | SYSTEM, RO, M2-4240, CONTROLLER, VFD, 220V 50HZ 3PH, D270, MITSUBISHI | 3479.616 | 1043.8848
206184 | SYSTEM, RO, M2-4240, CONTROLLER, VFD, 380V 50HZ 3PH, D270, MITSUBISHI | 3479.616 | 1043.8848
206185 | SYSTEM, RO, M2-4240, CONTROLLER, VFD, 460V 60HZ 3PH, D270, MITSUBISHI | 3479.616 | 1043.8848
205662 | SYSTEM, RO, M2-4240, 220V OUTLET, PUMP, CHEMICAL, 220V 60HZ 3PH | 345.576 | 103.6728
205663 | SYSTEM, RO, M2-4240, 220V OUTLET, PUMP, CHEMICAL, 220V 50HZ 3PH | 345.576 | 103.6728
205664 | SYSTEM, RO, M2-4240, 220V OUTLET, PUMP, CHEMICAL, 380V 50HZ 3PH | 345.576 | 103.6728
205665 | SYSTEM, RO, M2-4240, 220V OUTLET, PUMP, CHEMICAL, 460V 60HZ 3PH | 345.576 | 103.6728
206190 | SYSTEM, RO, M2-4240, MEMBRANE, LC HR, 4040, FILMTEC | 2016 | 604.8
205666 | SYSTEM, RO, M2-4240, CONTROLLER, PH, BL 981411, HANNA | 1661.744 | 498.5232
206193 | SYSTEM, RO, M2-4240, CONTROLLER, BOARD, EXPANDER, ROTROL II | 498.4 | 149.52
206194 | SYSTEM, RO, M2-4240, CONTROLLER, EXPANDER BOARD, S150 | 498.4 | 149.52
205670 | SYSTEM, RO, M2-4240, PORTS, SAMPLE, PERMEATE | 271.824 | 81.5472
206196 | SYSTEM, RO, M2-4240, SWITCH, TANK, PRESSURE, HIGH | 189.28 | 56.784
205671 | SYSTEM, RO, M2-4240, VALVE, RELIEF, PRESSURE, PUMP, CE COMPLIANT | 804.384 | 241.3152
206286 | SYSTEM, RO, M2-4240, VALVE, DUMP | 6720 | 2016
AXEON M2-6240 RO SYSTEMS
|  | List Price: | Your Net Cost:
Part Number: | Description: | Each
205672 | SYSTEM, RO, M2-6240, 220V 60HZ 3PH, AXEON | 67168.248 | 20150.4744
205673 | SYSTEM, RO, M2-6240, 220V 50HZ 3PH, AXEON | 67168.248 | 20150.4744
205674 | SYSTEM, RO, M2-6240, 380V 50HZ 3PH, AXEON | 66647.336 | 19994.2008
205675 | SYSTEM, RO, M2-6240, 460V 60HZ 3PH, AXEON | 67067.336 | 20120.2008
AXEON M2-6240 OPTIONS & UPGRADES
|  | List Price: | Your Net Cost:
Part Number: | Description: | Each
205676 | SYSTEM, RO, M2-6240, CONTROLLER, AUTO FLUSH, 220V 60HZ 3PH, ROTROL II | 9844.8 | 2953.44
205677 | SYSTEM, RO, M2-6240, CONTROLLER, AUTO FLUSH, 220V 50HZ 3PH, ROTROL II | 9706.592 | 2911.9776
205678 | SYSTEM, RO, M2-6240, CONTROLLER, AUTO FLUSH, 380V 50HZ 3PH, ROTROL II | 10227.504 | 3068.2512
205679 | SYSTEM, RO, M2-6240, CONTROLLER, AUTO FLUSH, 460V 60HZ 3PH, ROTROL II | 10121.944 | 3036.5832
206206 | SYSTEM, RO, M2-6240, CONTROLLER, VFD, 220V 60HZ 3PH, D270, MITSUBISHI | 3479.616 | 1043.8848
206207 | SYSTEM, RO, M2-6240, CONTROLLER, VFD, 220V 50HZ 3PH, D270, MITSUBISHI | 3479.616 | 1043.8848
206208 | SYSTEM, RO, M2-6240, CONTROLLER, VFD, 380V 50HZ 3PH, D270, MITSUBISHI | 3479.616 | 1043.8848
206209 | SYSTEM, RO, M2-6240, CONTROLLER, VFD, 460V 60HZ 3PH, D270, MITSUBISHI | 3479.616 | 1043.8848
205684 | SYSTEM, RO, M2-6240, 220V OUTLET, PUMP, CHEMICAL, 220V 60HZ 3PH | 354.76 | 106.428
205685 | SYSTEM, RO, M2-6240, 220V OUTLET, PUMP, CHEMICAL, 220V 50HZ 3PH | 354.76 | 106.428
205686 | SYSTEM, RO, M2-6240, 220V OUTLET, PUMP, CHEMICAL, 380V 50HZ 3PH | 354.76 | 106.428
205687 | SYSTEM, RO, M2-6240, 220V OUTLET, PUMP, CHEMICAL, 460V 60HZ 3PH | 354.76 | 106.428
206214 | SYSTEM, RO, M2-6240, MEMBRANE, LC HR, 4040, FILMTEC | 3024 | 907.2
205688 | SYSTEM, RO, M2-6240, CONTROLLER, PH, BL 981411, HANNA | 1671.432 | 501.4296
206217 | SYSTEM, RO, M2-6240, CONTROLLER, BOARD, EXPANDER, ROTROL II | 515.2 | 154.56
206218 | SYSTEM, RO, M2-6240, CONTROLLER, EXPANDER BOARD, S150 | 515.2 | 154.56
205692 | SYSTEM, RO, M2-6240, PORTS, SAMPLE, PERMEATE | 358.96 | 107.688
206220 | SYSTEM, RO, M2-6240, SWITCH, TANK, PRESSURE, HIGH | 213.08 | 63.924
205693 | SYSTEM, RO, M2-6240, VALVE, RELIEF, PRESSURE, PUMP, CE COMPLIANT | 804.384 | 241.3152
206287 | SYSTEM, RO, M2-6240, VALVE, DUMP | 6720 | 2016
AXEON M2-8240 RO SYSTEMS
|  | List Price: | Your Net Cost:
Part Number: | Description: | Each
205694 | SYSTEM, RO, M2-8240, 220V 60HZ 3PH, AXEON | 79417.296 | 23825.1888
205695 | SYSTEM, RO, M2-8240, 220V 50HZ 3PH, AXEON | 83968.752 | 25190.6256
205696 | SYSTEM, RO, M2-8240, 380V 50HZ 3PH, AXEON | 78896.384 | 23668.9152
205697 | SYSTEM, RO, M2-8240, 460V 60HZ 3PH, AXEON | 79316.384 | 23794.9152
AXEON M2-8240 OPTIONS & UPGRADES
|  | List Price: | Your Net Cost:
Part Number: | Description: | Each
205698 | SYSTEM, RO, M2-8240, CONTROLLER, AUTO FLUSH, 220V 60HZ 3PH, ROTROL II | 9800 | 2940
205699 | SYSTEM, RO, M2-8240, CONTROLLER, AUTO FLUSH, 220V 50HZ 3PH, ROTROL II | 9844.8 | 2953.44
205700 | SYSTEM, RO, M2-8240, CONTROLLER, AUTO FLUSH, 380V 50HZ 3PH, ROTROL II | 10227.504 | 3068.2512
205701 | SYSTEM, RO, M2-8240, CONTROLLER, AUTO FLUSH, 460V 60HZ 3PH, ROTROL II | 10121.944 | 3036.5832
206230 | SYSTEM, RO, M2-8240, CONTROLLER, VFD, 220V 60HZ 3PH, D270, MITSUBISHI | 3479.616 | 1043.8848
206231 | SYSTEM, RO, M2-8240, CONTROLLER, VFD, 220V 50HZ 3PH, D270, MITSUBISHI | 3479.616 | 1043.8848
206232 | SYSTEM, RO, M2-8240, CONTROLLER, VFD, 380V 50HZ 3PH, D270, MITSUBISHI | 3479.616 | 1043.8848
206233 | SYSTEM, RO, M2-8240, CONTROLLER, VFD, 460V 60HZ 3PH, D270, MITSUBISHI | 3479.616 | 1043.8848
205706 | SYSTEM, RO, M2-8240, 220V OUTLET, PUMP, CHEMICAL, 220V 60HZ 3PH | 354.76 | 106.428
205707 | SYSTEM, RO, M2-8240, 220V OUTLET, PUMP, CHEMICAL, 220V 50HZ 3PH | 354.76 | 106.428
205708 | SYSTEM, RO, M2-8240, 220V OUTLET, PUMP, CHEMICAL, 380V 50HZ 3PH | 354.76 | 106.428
205709 | SYSTEM, RO, M2-8240, 220V OUTLET, PUMP, CHEMICAL, 460V 60HZ 3PH | 354.76 | 106.428
206238 | SYSTEM, RO, M2-8240, MEMBRANE, LC HR, 4040, FILMTEC | 4032 | 1209.6
205710 | SYSTEM, RO, M2-8240, CONTROLLER, PH, BL 981411, HANNA | 1671.432 | 501.4296
206241 | SYSTEM, RO, M2-8240, CONTROLLER, BOARD, EXPANDER, ROTROL II | 515.2 | 154.56
206242 | SYSTEM, RO, M2-8240, CONTROLLER, EXPANDER BOARD, S150 | 515.2 | 154.56
205714 | SYSTEM, RO, M2-8240, PORTS, SAMPLE, PERMEATE | 446.096 | 133.8288
206244 | SYSTEM, RO, M2-8240, SWITCH, TANK, PRESSURE, HIGH | 213.08 | 63.924
205715 | SYSTEM, RO, M2-8240, VALVE, RELIEF, PRESSURE, PUMP, CE COMPLIANT | 804.384 | 241.3152
206288 | SYSTEM, RO, M2-8240, VALVE, DUMP | 6720 | 2016
AXEON M2-10240 RO SYSTEMS
|  | List Price: | Your Net Cost:
Part Number: | Description: | Each
205716 | SYSTEM, RO, M2-10240, 220V 60HZ 3PH, AXEON | 104296.472 | 31288.9416
205717 | SYSTEM, RO, M2-10240, 220V 50HZ 3PH, AXEON | 104296.472 | 31288.9416
205718 | SYSTEM, RO, M2-10240, 380V 50HZ 3PH, AXEON | 104158.264 | 31247.4792
205719 | SYSTEM, RO, M2-10240, 460V 60HZ 3PH, AXEON | 98893.984 | 29668.1952
AXEON M2-10240 OPTIONS & UPGRADES
|  | List Price: | Your Net Cost:
Part Number: | Description: | Each
206250 | SYSTEM, RO, M2-10240, CONTROLLER, VFD, 220V 60HZ 3PH, D270, MITSUBISHI | 3479.616 | 1043.8848
206251 | SYSTEM, RO, M2-10240, CONTROLLER, VFD, 220V 50HZ 3PH, D270, MITSUBISHI | 3479.616 | 1043.8848
206252 | SYSTEM, RO, M2-10240, CONTROLLER, VFD, 380V 50HZ 3PH, D270, MITSUBISHI | 3479.616 | 1043.8848
206253 | SYSTEM, RO, M2-10240, CONTROLLER, VFD, 460V 60HZ 3PH, D270, MITSUBISHI | 3479.616 | 1043.8848
205724 | SYSTEM, RO, M2-10240, 220V OUTLET, PUMP, CHEMICAL, 220V 60HZ 3PH | 354.76 | 106.428
205725 | SYSTEM, RO, M2-10240, 220V OUTLET, PUMP, CHEMICAL, 220V 50HZ 3PH | 354.76 | 106.428
205726 | SYSTEM, RO, M2-10240, 220V OUTLET, PUMP, CHEMICAL, 380V 50HZ 3PH | 354.76 | 106.428
205727 | SYSTEM, RO, M2-10240, 220V OUTLET, PUMP, CHEMICAL, 460V 60HZ 3PH | 354.76 | 106.428
206258 | SYSTEM, RO, M2-10240, MEMBRANE, LC HR, 4040, FILMTEC | 5040 | 1512
205728 | SYSTEM, RO, M2-10240, CONTROLLER, PH, BL 981411, HANNA | 1671.432 | 501.4296
206261 | SYSTEM, RO, M2-10240, CONTROLLER, BOARD, EXPANDER, ROTROL II | 515.2 | 154.56
205730 | SYSTEM, RO, M2-10240, PORTS, SAMPLE, PERMEATE | 533.232 | 159.9696
206263 | SYSTEM, RO, M2-10240, SWITCH, TANK, PRESSURE, HIGH | 213.08 | 63.924
205731 | SYSTEM, RO, M2-10240, VALVE, RELIEF, PRESSURE, PUMP, CE COMPLIANT | 804.384 | 241.3152
206289 | SYSTEM, RO, M2-10240, VALVE, DUMP | 6720 | 2016
AXEON M2-12240 RO SYSTEMS
|  | List Price: | Your Net Cost:
Part Number: | Description: | Each
205732 | SYSTEM, RO, M2-12240, 220V 60HZ 3PH, AXEON | 110027.176 | 33008.1528
205733 | SYSTEM, RO, M2-12240, 220V 50HZ 3PH, AXEON | 110027.176 | 33008.1528
205734 | SYSTEM, RO, M2-12240, 380V 50HZ 3PH, AXEON | 109888.968 | 32966.6904
205735 | SYSTEM, RO, M2-12240, 460V 60HZ 3PH, AXEON | 110203.408 | 33061.0224
AXEON M2-12240 OPTIONS & UPGRADES
|  | List Price: | Your Net Cost:
Part Number: | Description: | Each
206269 | SYSTEM, RO, M2-12240, CONTROLLER, VFD, 220V 60HZ 3PH, D270, MITSUBISHI | 3479.616 | 1043.8848
206270 | SYSTEM, RO, M2-12240, CONTROLLER, VFD, 220V 50HZ 3PH, D270, MITSUBISHI | 3479.616 | 1043.8848
206271 | SYSTEM, RO, M2-12240, CONTROLLER, VFD, 380V 50HZ 3PH, D270, MITSUBISHI | 3479.616 | 1043.8848
206272 | SYSTEM, RO, M2-12240, CONTROLLER, VFD, 460V 60HZ 3PH, D270, MITSUBISHI | 3479.616 | 1043.8848
205740 | SYSTEM, RO, M2-12240, 220V OUTLET, PUMP, CHEMICAL, 220V 60HZ 3PH | 354.76 | 106.428
205741 | SYSTEM, RO, M2-12240, 220V OUTLET, PUMP, CHEMICAL, 220V 50HZ 3PH | 354.76 | 106.428
205742 | SYSTEM, RO, M2-12240, 220V OUTLET, PUMP, CHEMICAL, 380V 50HZ 3PH | 354.76 | 106.428
205743 | SYSTEM, RO, M2-12240, 220V OUTLET, PUMP, CHEMICAL, 460V 60HZ 3PH | 354.76 | 106.428
206277 | SYSTEM, RO, M2-12240, MEMBRANE, LC HR, 4040, FILMTEC | 6048 | 1814.4
205744 | SYSTEM, RO, M2-12240, CONTROLLER, PH, BL 981411, HANNA | 1671.432 | 501.4296
206280 | SYSTEM, RO, M2-12240, CONTROLLER, BOARD, EXPANDER, ROTROL II | 515.2 | 154.56
205746 | SYSTEM, RO, M2-12240, PORTS, SAMPLE, PERMEATE | 620.368 | 186.1104
206282 | SYSTEM, RO, M2-12240, SWITCH, TANK, PRESSURE, HIGH | 213.08 | 63.924
205747 | SYSTEM, RO, M2-12240, VALVE, RELIEF, PRESSURE, PUMP, CE COMPLIANT | 804.384 | 241.3152
206290 | SYSTEM, RO, M2-12240, VALVE, DUMP | 6720 | 2016
FSD-100 SERIES SINGLE CARTRIDGE FILTER SYSTEMS
|  | List Price: | Your Net Cost:
Part Number: | Description: | Each
200086 | SYSTEM, FILTER, CARTRIDGE, FSD-110, 3/4" FNPT | 248.43 | 74.529
200087 | SYSTEM, FILTER, CARTRIDGE, FSD-110, 1" FNPT | 248.43 | 74.529
200088 | SYSTEM, FILTER, CARTRIDGE, FSD-120, 3/4" FNPT | 280.584 | 84.1752
200089 | SYSTEM, FILTER, CARTRIDGE, FSD-120, 1" FNPT | 280.584 | 84.1752
*CARTRIDGES SOLD SEPERATELY
FSD-200 SERIES DOUBLE CARTRIDGE FILTER SYSTEMS
|  | List Price: | Your Net Cost:
Part Number: | Description: | Each
200090 | SYSTEM, FILTER, CARTRIDGE, FSD-210, 3/4" FNPT | 386.0352 | 115.8106
200091 | SYSTEM, FILTER, CARTRIDGE, FSD-210, 1" FNPT | 386.0352 | 115.8106
200092 | SYSTEM, FILTER, CARTRIDGE, FSD-220, 3/4" FNPT | 429.08 | 128.724
200093 | SYSTEM, FILTER, CARTRIDGE, FSD-220, 1" FNPT | 479.9525 | 143.9857
*CARTRIDGES SOLD SEPERATELY
FSD-300 SERIES TRIPLE CARTRIDGE FILTER SYSTEMS
|  | List Price: | Your Net Cost:
Part Number: | Description: | Each
200094 | SYSTEM, FILTER, CARTRIDGE, FSD-310, 3/4" FNPT | 549.9075 | 164.9723
200095 | SYSTEM, FILTER, CARTRIDGE, FSD-310, 1" FNPT | 549.9075 | 164.9723
200096 | SYSTEM, FILTER, CARTRIDGE, FSD-320, 3/4" FNPT | 623.73 | 187.119
200097 | SYSTEM, FILTER, CARTRIDGE, FSD-320, 1" FNPT | 700.91 | 210.273
*CARTRIDGES SOLD SEPERATELY
ANTI-SCALING WATER CONDITIONERS
|  | List Price: | Your Net Cost:
Part Number: | Description: | Each
200106 | CONDITIONER, ANTI-SCALING, 3/4" MNPT, AXEON | 312.06 | 93.618
200107 | CONDITIONER, ANTI-SCALING, 1" MNPT, AXEON | 342.4 | 102.72
AXEON GACC MEDIA SYSTEMS
|  | List Price: | Your Net Cost:
Part Number: | Description: | Each
200117 | SYSTEM, GACC, FLECK 5600SXT, TIMER, 0948, 3/4" MNPT, 110V, AXEON | 1263.8535 | 379.156
203194 | SYSTEM, GACC, FLECK 5600SXT, TIMER, 0948, 3/4" MNPT, 220V, AXEON | 1376.9285 | 413.0786
200118 | SYSTEM, GACC, FLECK 5600SXT, TIMER, 1054, 3/4" MNPT, 110V, AXEON | 1361.7395 | 408.5218
203195 | SYSTEM, GACC, FLECK 5600SXT, TIMER, 1054, 3/4" MNPT, 220V, AXEON | 1474.2045 | 442.2613
200122 | SYSTEM, GACC, FLECK 7000SXT, TIMER, 1252, 1" MNPT, 110V, AXEON | 1720.4655 | 516.1396
203198 | SYSTEM, GACC, FLECK 7000SXT, TIMER, 1252, 1" MNPT, 220V, AXEON | 1832.5155 | 549.7546
205505 | SYSTEM, GACC, FLECK 7000SXT, TIMER, 1354, 1" MNPT, 110V, AXEON | 1801.6395 | 540.4918
205507 | SYSTEM, GACC, FLECK 7000SXT, TIMER, 1354, 1" MNPT, 220V, AXEON | 1913.6895 | 574.1069
200123 | SYSTEM, GACC, FLECK 7000SXT, TIMER, 1465, 1" MNPT, 110V, AXEON | 2061.056 | 618.3168
205508 | SYSTEM, GACC, FLECK 7000SXT, TIMER, 1465, 1" MNPT, 220V, AXEON | 2173.106 | 651.9318
205506 | SYSTEM, GACC, FLECK 7000SXT, TIMER, 1665, 1" MNPT, 110V, AXEON | 2133.598 | 640.0794
205509 | SYSTEM, GACC, FLECK 7000SXT, TIMER, 1665, 1" MNPT, 220V, AXEON | 2245.648 | 673.6944
200129 | SYSTEM, GACC, FLECK 2850S NXT, TIMER, 2162, 1.5" FNPT, 110V, AXEON | 4364.6795 | 1309.4038
203167 | SYSTEM, GACC, FLECK 2850S NXT, TIMER, 2162, 1.5" FNPT, 220V, AXEON | 4364.6795 | 1309.4038
200130 | SYSTEM, GACC, FLECK 2850S NXT, TIMER, 2460, 1.5" FNPT, 110V, AXEON | 5067.2745 | 1520.1824
203168 | SYSTEM, GACC, FLECK 2850S NXT, TIMER, 2460, 1.5" FNPT, 220V, AXEON | 5067.2745 | 1520.1824
200131 | SYSTEM, GACC, FLECK 2850S NXT, TIMER, 2472, 1.5" FNPT, 110V, AXEON | 5683.01 | 1704.903
203169 | SYSTEM, GACC, FLECK 2850S NXT, TIMER, 2472, 1.5" FNPT, 220V, AXEON | 5683.01 | 1704.903
203836 | SYSTEM, GACC, FLECK 2510T, TIMER, 1054, 1" MNPT, 110V, AXEON | 1422.8275 | 426.8483
203717 | SYSTEM, GACC, FLECK 2510T, TIMER, 1252, 1" FNPT, 110V, AXEON | 1606.5065 | 481.952
205558 | SYSTEM, GACC, FLECK 2510T, TIMER, 1354, 1" FNPT, 110V, AXEON | 1681.3725 | 504.4117
203561 | SYSTEM, GACC, FLECK 2510T, TIMER, 1465, 1" FNPT, 110V, AXEON | 1975.649 | 592.6947
205559 | SYSTEM, GACC, FLECK 2510T, TIMER, 1665, 1" FNPT, 110V, AXEON | 2114.259 | 634.2777
*TANKS 13 INCHES IN DIAMETER OR LARGER COME UN-ASSEMBLED
AXEON ZEOLITE MEDIA SYSTEMS
|  | List Price: | Your Net Cost:
Part Number: | Description: | Each
200159 | SYSTEM, ZEOLITE, FLECK 5600SXT, TIMER, 0948, 3/4" MNPT, 110V, AXEON | 1232.633 | 369.7899
203205 | SYSTEM, ZEOLITE, FLECK 5600SXT, TIMER, 0948, 3/4" MNPT, 220V, AXEON | 1345.098 | 403.5294
200160 | SYSTEM, ZEOLITE, FLECK 5600SXT, TIMER, 1054, 3/4" MNPT, 110V, AXEON | 1314.0145 | 394.2043
203206 | SYSTEM, ZEOLITE, FLECK 5600SXT, TIMER, 1054, 3/4" MNPT, 220V, AXEON | 1426.4795 | 427.9438
200164 | SYSTEM, ZEOLITE, FLECK 7000SXT, TIMER, 1252, 1" MNPT, 110V, AXEON | 1656.1405 | 496.8422
203209 | SYSTEM, ZEOLITE, FLECK 7000SXT, TIMER, 1252, 1" MNPT, 220V, AXEON | 1768.1905 | 530.4571
205510 | SYSTEM, ZEOLITE, FLECK 7000SXT, TIMER, 1354, 1" MNPT, 110V, AXEON | 1684.8585 | 505.4576
205512 | SYSTEM, ZEOLITE, FLECK 7000SXT, TIMER, 1354, 1" MNPT, 220V, AXEON | 1796.867 | 539.0601
205511 | SYSTEM, ZEOLITE, FLECK 7000SXT, TIMER, 1465, 1" MNPT, 110V, AXEON | 1942.947 | 582.8841
205513 | SYSTEM, ZEOLITE, FLECK 7000SXT, TIMER, 1465, 1" MNPT, 220V, AXEON | 2054.25 | 616.275
200165 | SYSTEM, ZEOLITE, FLECK 7000SXT, TIMER, 1665, 1" MNPT, 110V, AXEON | 2175.596 | 652.6788
203210 | SYSTEM, ZEOLITE, FLECK 7000SXT, TIMER, 1665, 1" MNPT, 220V, AXEON | 2286.65 | 685.995
203348 | SYSTEM, ZEOLITE, FLECK 2850S NXT, TIMER, 2162, 1.5" FNPT, 110V, AXEON | 4173.6965 | 1252.109
203352 | SYSTEM, ZEOLITE, FLECK 2850S NXT, TIMER, 2162, 1.5" FNPT, 220V, AXEON | 4173.6965 | 1252.109
203349 | SYSTEM, ZEOLITE, FLECK 2850S NXT, TIMER, 2460, 1.5" FNPT, 110V, AXEON | 4812.6305 | 1443.7892
203353 | SYSTEM, ZEOLITE, FLECK 2850S NXT, TIMER, 2460, 1.5" FNPT, 220V, AXEON | 4812.6305 | 1443.7892
203350 | SYSTEM, ZEOLITE, FLECK 2850S NXT, TIMER, 2472, 1.5" FNPT, 110V, AXEON | 5364.705 | 1609.4115
203354 | SYSTEM, ZEOLITE, FLECK 2850S NXT, TIMER, 2472, 1.5" FNPT, 220V, AXEON | 5364.705 | 1609.4115
205561 | SYSTEM, ZEOLITE, FLECK 2510T, TIMER, 1252, 1" MNPT, 110V, AXEON | 1547.1615 | 464.1485
205562 | SYSTEM, ZEOLITE, FLECK 2510T, TIMER, 1354, 1" MNPT, 110V, AXEON | 1598.2065 | 479.462
205563 | SYSTEM, ZEOLITE, FLECK 2510T, TIMER, 1665, 1" MNPT, 110V, AXEON | 2061.969 | 618.5907
*TANKS 13 INCHES IN DIAMETER OR LARGER COME UN-ASSEMBLED
AXEON FILOX MEDIA SYSTEMS
|  | List Price: | Your Net Cost:
Part Number: | Description: | Each
205514 | SYSTEM, FILOX, FLECK 7000SXT, TIMER, 0948, 3/4" MNPT, 110V, AXEON | 1826.996 | 548.0988
205520 | SYSTEM, FILOX, FLECK 7000SXT, TIMER, 0948, 3/4" MNPT, 220V, AXEON | 1939.046 | 581.7138
205515 | SYSTEM, FILOX, FLECK 7000SXT, TIMER, 1054, 3/4" MNPT, 110V, AXEON | 2097.1195 | 629.1359
205521 | SYSTEM, FILOX, FLECK 7000SXT, TIMER, 1054, 3/4" MNPT, 220V, AXEON | 2209.128 | 662.7384
205516 | SYSTEM, FILOX, FLECK 7000SXT, TIMER, 1252, 1" MNPT, 110V, AXEON | 2445.3045 | 733.5914
205522 | SYSTEM, FILOX, FLECK 7000SXT, TIMER, 1252, 1" MNPT, 220V, AXEON | 2557.23 | 767.169
205517 | SYSTEM, FILOX, FLECK 7000SXT, TIMER, 1354, 1" MNPT, 110V, AXEON | 2661.561 | 798.4683
205523 | SYSTEM, FILOX, FLECK 7000SXT, TIMER, 1354, 1" MNPT, 220V, AXEON | 2775.437 | 832.6311
205518 | SYSTEM, FILOX, FLECK 7000SXT, TIMER, 1465, 1" MNPT, 110V, AXEON | 3108.8065 | 932.6419
205524 | SYSTEM, FILOX, FLECK 7000SXT, TIMER, 1465, 1" MNPT, 220V, AXEON | 3220.8565 | 966.2569
*TANKS 13 INCHES IN DIAMETER OR LARGER COME UN-ASSEMBLED
AXEON TIMER WATER SOFTENER SYSTEMS
|  | List Price: | Your Net Cost:
Part Number: | Description: | Each
200190 | SYSTEM, SOFTENER, FLECK 5600SXT, TIMER, 0948, 1833 BT, 3/4" MNPT, 110V, AXEON | 1532.1385 | 459.6415
203217 | SYSTEM, SOFTENER, FLECK 5600SXT, TIMER, 0948, 1833 BT, 3/4" MNPT, 220V, AXEON | 1643.4 | 493.02
200191 | SYSTEM, SOFTENER, FLECK 5600SXT, TIMER, 1054, 1833 BT, 3/4" MNPT, 110V, AXEON | 1643.649 | 493.0947
203218 | SYSTEM, SOFTENER, FLECK 5600SXT, TIMER, 1054, 1833 BT, 3/4" MNPT, 220V, AXEON | 1757.0685 | 527.1205
205526 | SYSTEM, SOFTENER, FLECK 7000SXT, TIMER, 1252, 1833 BT, 1" MNPT, 110V, AXEON | 2180.161 | 654.0483
205530 | SYSTEM, SOFTENER, FLECK 7000SXT, TIMER, 1252, 1833 BT, 1" MNPT, 220V, AXEON | 2292.211 | 687.6633
205527 | SYSTEM, SOFTENER, FLECK 7000SXT, TIMER, 1354, 1840 BT, 1" MNPT, 110V, AXEON | 2246.8515 | 674.0554
205531 | SYSTEM, SOFTENER, FLECK 7000SXT, TIMER, 1354, 1840 BT, 1" MNPT, 220V, AXEON | 2359.524 | 707.8572
205528 | SYSTEM, SOFTENER, FLECK 7000SXT, TIMER, 1465, 2440 BT, 1" MNPT, 110V, AXEON | 2766.473 | 829.9419
205532 | SYSTEM, SOFTENER, FLECK 7000SXT, TIMER, 1465, 2440 BT, 1" MNPT, 220V, AXEON | 2878.191 | 863.4573
205529 | SYSTEM, SOFTENER, FLECK 7000SXT, TIMER, 1665, 2440 BT, 1" MNPT, 110V, AXEON | 3005.845 | 901.7535
205533 | SYSTEM, SOFTENER, FLECK 7000SXT, TIMER, 1665, 2440 BT, 1" MNPT, 220V, AXEON | 3117.895 | 935.3685
200203 | SYSTEM, SOFTENER, FLECK 2850S NXT, TIMER, 2162, 2454 BT, 1.5" FNPT, 110V, AXEON | 5161.355 | 1548.4065
203173 | SYSTEM, SOFTENER, FLECK 2850S NXT, TIMER, 2162, 2454 BT, 1.5" FNPT, 220V, AXEON | 5161.355 | 1548.4065
200204 | SYSTEM, SOFTENER, FLECK 2850S NXT, TIMER, 2460, 2460 BT, 1.5" FNPT, 110V, AXEON | 5920.805 | 1776.2415
203174 | SYSTEM, SOFTENER, FLECK 2850S NXT, TIMER, 2460, 2460 BT, 1.5" FNPT, 220V, AXEON | 5920.805 | 1776.2415
200205 | SYSTEM, SOFTENER, FLECK 2850S NXT, TIMER, 2472, 3060 BT, 1.5" FNPT, 110V, AXEON | 7287.4 | 2186.22
203175 | SYSTEM, SOFTENER, FLECK 2850S NXT, TIMER, 2472, 3060 BT, 1.5" FNPT, 220V, AXEON | 7287.4 | 2186.22
205564 | SYSTEM, SOFTENER, FLECK 2510T, TIMER 0948, 1833 BT, 1" MNPT, 110V, AXEON | 1865.425 | 559.6275
205565 | SYSTEM, SOFTENER, FLECK 2510T, TIMER 1054, 1833 BT, 1" MNPT, 110V, AXEON | 1970.586 | 591.1758
203844 | SYSTEM, SOFTENER, FLECK 2510T, TIMER 1252, 1833 BT, 1" MNPT, 110V, AXEON | 2066.4925 | 619.9478
205566 | SYSTEM, SOFTENER, FLECK 2510T, TIMER 1354, 1840 BT, 1"MNPT, 110V, AXEON | 2220.4575 | 666.1372
203852 | SYSTEM, SOFTENER, FLECK 2510T, TIMER 1465, 2440 BT, 1" FNPT, 110V, AXEON | 2832.1675 | 849.6503
203791 | SYSTEM, SOFTENER, FLECK 2510T, TIMER 1665, 2440 BT, 1" FNPT, 110V, AXEON | 3021.7395 | 906.5218
*TANKS 13 INCHES IN DIAMETER OR LARGER COME UN-ASSEMBLED
AXEON METER WATER SOFTENER SYSTEMS
|  | List Price: | Your Net Cost:
Part Number: | Description: | Each
200193 | SYSTEM, SOFTENER, FLECK 5600SXT, METER, 0948, 1833 BT, 3/4" MNPT, 110V, AXEON | 1709.1775 | 512.7532
203220 | SYSTEM, SOFTENER, FLECK 5600SXT, METER, 0948, 1833 BT, 3/4" MNPT, 220V, AXEON | 1819.4015 | 545.8205
200194 | SYSTEM, SOFTENER, FLECK 5600SXT, METER, 1054, 1833 BT, 3/4" MNPT, 110V, AXEON | 1799.855 | 539.9565
203221 | SYSTEM, SOFTENER, FLECK 5600SXT, METER, 1054, 1833 BT, 3/4" MNPT, 220V, AXEON | 1909.9545 | 572.9864
200198 | SYSTEM, SOFTENER, FLECK 7000SXT, METER, 1252, 1833 BT, 1" MNPT, 110V, AXEON | 2243.822 | 673.1466
203225 | SYSTEM, SOFTENER, FLECK 7000SXT, METER, 1252, 1833 BT, 1" MNPT, 220V, AXEON | 2353.3405 | 706.0022
205534 | SYSTEM, SOFTENER, FLECK 7000SXT, METER, 1354, 1840 BT, 1" MNPT, 110V, AXEON | 2319.85 | 695.955
205536 | SYSTEM, SOFTENER, FLECK 7000SXT, METER, 1354, 1840 BT, 1" MNPT, 220V, AXEON | 2612.674 | 783.8022
205535 | SYSTEM, SOFTENER, FLECK 7000SXT, METER, 1465, 2440 BT, 1" MNPT, 110V, AXEON | 2817.186 | 845.1558
205537 | SYSTEM, SOFTENER, FLECK 7000SXT, METER, 1465, 2440 BT, 1" MNPT, 220V, AXEON | 2927.991 | 878.3973
200199 | SYSTEM, SOFTENER, FLECK 7000SXT, METER, 1665, 2440 BT, 1" MNPT, 110V, AXEON | 3051.7025 | 915.5108
203623 | SYSTEM, SOFTENER, FLECK 7000SXT, METER, 1665, 2440 BT, 1" MNPT, 220V, AXEON | 3163.877 | 949.1631
200208 | SYSTEM, SOFTENER, FLECK 2850S NXT, METER, 2162, 2454 BT, 1.5" FNPT, 110V, AXEON | 6295.965 | 1888.7895
203176 | SYSTEM, SOFTENER, FLECK 2850S NXT, METER, 2162, 2454 BT, 1.5" FNPT, 220V, AXEON | 6295.965 | 1888.7895
200209 | SYSTEM, SOFTENER, FLECK 2850S NXT, METER, 2460, 2454 BT, 1.5" FNPT, 110V, AXEON | 7267.065 | 2180.1195
203177 | SYSTEM, SOFTENER, FLECK 2850S NXT, METER, 2460, 2454 BT, 1.5" FNPT, 220V, AXEON | 7267.065 | 2180.1195
200210 | SYSTEM, SOFTENER, FLECK 2850S NXT, METER, 2472, 2454 BT, 1.5" FNPT, 110V, AXEON | 7543.87 | 2263.161
203178 | SYSTEM, SOFTENER, FLECK 2850S NXT, METER, 2472, 2454 BT, 1.5" FNPT, 220V, AXEON | 7543.87 | 2263.161
205567 | SYSTEM, SOFTENER, FLECK 2510M, METER, 0948, 1833 BT, 1" MNPT, 110V, AXEON | 2071.348 | 621.4044
205568 | SYSTEM, SOFTENER, FLECK 2510M, METER, 1054, 1833 BT, 1" MNPT, 110V, AXEON | 2176.509 | 652.9527
205569 | SYSTEM, SOFTENER, FLECK 2510M, METER, 1252, 1833 BT, 1" MNPT, 110V, AXEON | 2354.0875 | 706.2263
205570 | SYSTEM, SOFTENER, FLECK 2510M, METER, 1354, 1840 BT, 1" MNPT, 110V, AXEON | 2447.2135 | 734.164
205571 | SYSTEM, SOFTENER, FLECK 2510M, METER, 1465, 2440 BT, 1" FNPT, 110V, AXEON | 2976.0895 | 892.8269
205572 | SYSTEM, SOFTENER, FLECK 2510M, METER, 1665, 2440 BT, 1" FNPT, 110V, AXEON | 3167.197 | 950.1591
*TANKS 13 INCHES IN DIAMETER OR LARGER COME UN-ASSEMBLED
AXEON METER TWIN WATER SOFTENER SYSTEMS
|  | List Price: | Your Net Cost:
Part Number: | Description: | Each
200226 | SYSTEM, SOFTENER, FLECK 9100SXT, METER, 2-0948, 1833 BT, 3/4" MNPT, 110V, AXEON | 2565.1565 | 769.547
203233 | SYSTEM, SOFTENER, FLECK 9100SXT, METER, 2-0948, 1833 BT, 3/4" MNPT, 220V, AXEON | 2677.0405 | 803.1122
200227 | SYSTEM, SOFTENER, FLECK 9100SXT, METER, 2-1054, 1840 BT, 3/4" MNPT, 110V, AXEON | 2788.1775 | 836.4533
203234 | SYSTEM, SOFTENER, FLECK 9100SXT, METER, 2-1054, 1840 BT, 3/4" MNPT, 220V, AXEON | 2900.2275 | 870.0683
200228 | SYSTEM, SOFTENER, FLECK 9100SXT, METER, 2-1252, 1840 BT, 1" MNPT, 110V, AXEON | 3146.198 | 943.8594
203235 | SYSTEM, SOFTENER, FLECK 9100SXT, METER, 2-1252, 1840 BT, 1" MNPT, 220V, AXEON | 3258.248 | 977.4744
205538 | SYSTEM, SOFTENER, FLECK 9100SXT, METER, 2-1354, 1840 BT, 1" MNPT, 110V, AXEON | 3334.2345 | 1000.2704
205539 | SYSTEM, SOFTENER, FLECK 9100SXT, METER, 2-1354, 1840 BT, 1" MNPT, 220V, AXEON | 3446.1185 | 1033.8356
200229 | SYSTEM, SOFTENER, FLECK 9100SXT, METER, 2-1465, 1840 BT, 1" MNPT, 110V, AXEON | 4019.1505 | 1205.7451
203187 | SYSTEM, SOFTENER, FLECK 9100SXT, METER, 2-1465, 1840 BT, 1" MNPT, 220V, AXEON | 4131.2005 | 1239.3601
200230 | SYSTEM, SOFTENER, FLECK 9100SXT, METER, 2-1665, 2440 BT, 1" MNPT, 110V, AXEON | 4619.78 | 1385.934
203188 | SYSTEM, SOFTENER, FLECK 9100SXT, METER, 2-1665, 2440 BT, 1" MNPT, 220V, AXEON | 4731.83 | 1419.549
*TANKS 13 INCHES IN DIAMETER OR LARGER COME UN-ASSEMBLED
AXEON DEIONIZATION DOWNFLOW MEDIA SYSTEMS
|  | List Price: | Your Net Cost:
Part Number: | Description: | Each
205621 | SYSTEM, DI, DOWNFLOW, 0948, 1" MNPT, AXEON | 1116.35 | 334.905
205622 | SYSTEM, DI, DOWNFLOW, 1054, 1" MNPT, AXEON | 1394.4 | 418.32
205623 | SYSTEM, DI, DOWNFLOW, 1252, 1" MNPT, AXEON | 1933.9 | 580.17
205624 | SYSTEM, DI, DOWNFLOW, 1354, 1" MNPT, AXEON | 2381.0625 | 714.3188
205625 | SYSTEM, DI, DOWNFLOW, 1465, 1" MNPT, AXEON | 3263.477 | 979.0431
205626 | SYSTEM, DI, DOWNFLOW, 1665, 1" MNPT, AXEON | 4165.438 | 1249.6314
*TANKS 13 INCHES IN DIAMETER OR LARGER COME UN-ASSEMBLED
AXEON CALCITE UPFLOW MEDIA SYSTEMS
|  | List Price: | Your Net Cost:
Part Number: | Description: | Each
205552 | SYSTEM, CALCITE, UPFLOW, 0948, 1" MNPT, AXEON | 674.394 | 202.3182
205553 | SYSTEM, CALCITE, UPFLOW, 1054, 1" MNPT, AXEON | 735.63 | 220.689
205554 | SYSTEM, CALCITE, UPFLOW, 1252, 1" MNPT, AXEON | 872.634 | 261.7902
205555 | SYSTEM, CALCITE, UPFLOW, 1354, 1" MNPT, AXEON | 915.432 | 274.6296
205556 | SYSTEM, CALCITE, UPFLOW, 1465, 1" MNPT, AXEON | 1168.356 | 350.5068
205557 | SYSTEM, CALCITE, UPFLOW, 1665, 1" MNPT, AXEON | 1317.666 | 395.2998
*TANKS 13 INCHES IN DIAMETER OR LARGER COME UN-ASSEMBLED
AXEON GACC DOWNFLOW MEDIA SYSTEMS
200109 | SYSTEM, GACC, DOWNFLOW, 0948, 1" MNPT, AXEON | 732.438 | 219.7314
200111 | SYSTEM, GACC, DOWNFLOW, 1054, 1" MNPT, AXEON | 822.696 | 246.8088
200113 | SYSTEM, GACC, DOWNFLOW, 1252, 1" MNPT, AXEON | 988.764 | 296.6292
205543 | SYSTEM, GACC, DOWNFLOW, 1354, 1" MNPT, AXEON | 1066.086 | 319.8258
205544 | SYSTEM, GACC, DOWNFLOW, 1465, 1" MNPT, AXEON | 1349.166 | 404.7498
205545 | SYSTEM, GACC, DOWNFLOW, 1665, 1" MNPT, AXEON | 1558.746 | 467.6238
*TANKS 13 INCHES IN DIAMETER OR LARGER COME UN-ASSEMBLED
FLECK 5600SXT VALVES
|  | List Price: | Your Net Cost:
Part Number: | Description: | Each
202272 | VALVE, FILTER, TIMER, 5600SXT, 110V 60HZ, 6 GPM DLFC, FLECK | 562.968 | 168.8904
202273 | VALVE, FILTER, TIMER, 5600SXT, 220V 50HZ, 6 GPM DLFC, FLECK | 664.188 | 199.2564
202274 | VALVE, SOFTENER, TIMER, 5600SXT, 110V 60HZ, 6 GPM DLFC, FLECK | 570.318 | 171.0954
202275 | VALVE, SOFTENER, TIMER, 5600SXT, 220V 50HZ, 6 GPM DLFC, FLECK | 664.188 | 199.2564
202276 | VALVE, SOFTENER, METER, 5600SXT, 110V 60HZ, 6 GPM DLFC, FLECK | 775.698 | 232.7094
202277 | VALVE, SOFTENER, METER, 5600SXT, 220V 50HZ, 6 GPM DLFC, FLECK | 789.432 | 236.8296
FLECK 7000SXT VALVES
|  | List Price: | Your Net Cost:
Part Number: | Description: | Each
202278 | VALVE, FILTER, TIMER, 7000SXT, 110V 60HZ, 6 GPM DLFC, FLECK | 778.68 | 233.604
202279 | VALVE, FILTER, TIMER, 7000SXT, 220V 50HZ, 6 GPM DLFC, FLECK | 835.296 | 250.5888
202280 | VALVE, SOFTENER, TIMER / METER, 7000SXT, 110V 60HZ, 6 GPM DLFC, FLECK | 920.346 | 276.1038
202281 | VALVE, SOFTENER, TIMER / METER, 7000SXT, 220V 50HZ, 6 GPM DLFC, FLECK | 990.486 | 297.1458
FLECK 2510 VALVES
|  | List Price: | Your Net Cost:
Part Number: | Description: | Each
203831 | VALVE, FILTER, 2510, TIMER, 110V 60HZ, 6 GPM DLFC, FLECK | 652.386 | 195.7158
203832 | VALVE, FILTER, 2510, TIMER, 220V 50HZ, 6 GPM DLFC, FLECK | 765.786 | 229.7358
203830 | VALVE, SOFTENER, TIMER, 2510, 110V 60HZ, 6 GPM DLFC, FLECK | 912.996 | 273.8988
205573 | VALVE, SOFTENER, METER, 2510, 220V 50HZ, 6 GPM DLFC, FLECK | 1121.4 | 336.42
FLECK 2850s NXT VALVES
|  | List Price: | Your Net Cost:
Part Number: | Description: | Each
200286 | VALVE, FILTER, TIMER, 2850s NXT, 110V 60HZ, 12 GPM DLFC, FLECK | 1843.044 | 552.9132
200287 | VALVE, FILTER, TIMER, 2850s NXT, 220V 50HZ, 12 GPM DLFC, FLECK | 1982.148 | 594.6444
200288 | VALVE, SOFTENER, TIMER, 2850s NXT, 110V 60HZ, 12 GPM DLFC, FLECK | 1794.492 | 538.3476
200289 | VALVE, SOFTENER, TIMER, 2850s NXT, 220V 50HZ, 12 GPM DLFC, FLECK | 1909.404 | 572.8212
200290 | VALVE, SOFTENER, METER, 2850s NXT, 110V 60HZ, 12 GPM DLFC, FLECK | 4454.94 | 1336.482
200291 | VALVE, SOFTENER, METER, 2850s NXT, 220V 50HZ, 12 GPM DLFC, FLECK | 4538.94 | 1361.682
FLECK 9100SXT VALVES
|  | List Price: | Your Net Cost:
Part Number: | Description: | Each
200300 | VALVE, SOFTENER, METER, TWIN, 9100SXT, 110V 60HZ, 6 GPM DLFC, FLECK | 1210.566 | 363.1698
200301 | VALVE, SOFTENER, METER, TWIN, 9100SXT, 220V 50HZ, 6 GPM DLFC, FLECK | 1323.966 | 397.1898
CLACK 1191 DISTRIBUTOR VALVES
|  | List Price: | Your Net Cost:
Part Number: | Description: | Each
203660 | VALVE, IN/OUT, DISTRIBUTOR, 1191, CLACK | 93.534 | 28.0602
AXEON SAFETY RELIEF VALVES
|  | List Price: | Your Net Cost:
Part Number: | Description: | Each
203786 | VALVE, SAFETY RELIEF, 1/4" PORT, 15 BAR | 350.28 | 105.084
206147 | VALVE, SAFETY RELIEF, 1/4" PORT, 25 BAR | 377.79 | 113.337
206148 | VALVE, SAFETY RELIEF, 1/4" PORT, 40 BAR | 377.79 | 113.337
205962 | VALVE, SAFETY RELIEF, 1/4" PORT, 69 BAR | 520.716 | 156.2148
YOKES, BYPASSES, DLFC'S, CONNECTORS FOR 5600, 2510, 7000, 9100, & CLACK 1191 VALVES
|  | List Price: | Your Net Cost:
Part Number: | Description: | Each
200304 | YOKE, PLASTIC, BLACK, 3/4" MNPT | 19.35 | 5.805
200305 | YOKE, PLASTIC, BLACK, 1" MNPT | 24.03 | 7.209
200309 | VALVE, BYPASS, PLASTIC, 7000SXT, FLECK | 97.695 | 29.3085
203635 | VALVE, BYPASS, PLASTIC, 1191, CLACK | 89.91 | 26.973
200307 | VALVE, BYPASS, SS, 3/4" FNPT | 111.735 | 33.5205
200308 | VALVE, BYPASS, SS, 1" FNPT | 123.795 | 37.1385
200310 | CONNECTOR, BRASS, 3/4" x 1", 7000SXT, FLECK | 79.425 | 23.8275
200311 | CONNECTOR, BRASS, 1" x 1-1/4", 7000SXT, FLECK | 55.665 | 16.6995
200312 | CONNECTOR, BRASS, 1-1/4" x 1-1/2", 7000SXT, FLECK | 35.865 | 10.7595
200315 | CONNECTOR, PLASTIC, BLACK, 1" MNPT, 7000SXT, FLECK | 4.59 | 1.377
200316 | CONNECTOR, PLASTIC, BLACK, 1-1/4" MNPT, 7000SXT, FLECK | 6.75 | 2.025
200313 | CONNECTOR, ELBOW, 90 DEGREE, 7000SXT, FLECK | 31.95 | 9.585
200314 | CLIP, LOCKING, RED, PLASTIC, 7000SXT, FLECK | 11.655 | 3.4965
204220 | CONNECTOR, BRASS, 1" SWEAT, PAIR, 1191, CLACK | 56.205 | 16.8615
203633 | CONNECTOR, PLASTIC, 1" MNPT, 1191, CLACK | 28.71 | 8.613
203634 | CONNECTOR, PLASTIC, 1-1/4" X 1-1/2" MNPT, 1191, CLACK | 41.76 | 12.528
203630 | CONNECTOR, PLASTIC, BLACK, 1-1/4" MNPT, 1191, CLACK | 30.915 | 9.2745
203632 | CONNECTOR, PLASTIC, 3/4" X 1", ELBOW KIT, 1191, CLACK | 20.16 | 6.048
203631 | CONNECTOR, PLASTIC, 1", ELBOW KIT, 1191, CLACK | 20.16 | 6.048
203636 | VALVE, BYPASS, ADAPTER, ELBOW, 1191, CLACK | 39.42 | 11.826
202895 | FLOW CONTROL, DRAIN LINE, FLECK 7000, 5 GPM | 8.055 | 2.4165
202896 | FLOW CONTROL, DRAIN LINE, FLECK 7000 , 6 GPM | 8.055 | 2.4165
202897 | FLOW CONTROL, DRAIN LINE, FLECK 7000 , 7 GPM | 7.875 | 2.3625
205984 | FLOW CONTROL, DRAIN LINE, FLECK 7000, 10 GPM | 7.965 | 2.3895
205985 | FLOW CONTROL, DRAIN LINE, FLECK 7000, 12 GPM | 7.965 | 2.3895
205986 | FLOW CONTROL, DRAIN LINE, FLECK 7000, 20 GPM | 10.62 | 3.186
205987 | FLOW CONTROL, DRAIN LINE, FLECK 7000, 25 GPM | 11.655 | 3.4965
MOTORS, CONTACTERS, TRANSFORMERS, ACCESSORIES
|  | List Price: | Your Net Cost:
Part Number: | Description: | Each
200319 | MOTOR, VALVE, 5600,, 110V 60HZ, FLECK | 94.41 | 28.323
200320 | MOTOR, VALVE, 5600,, 220V 50HZ, FLECK | 139.545 | 41.8635
201369 | MOTOR, VALVE, 7000,, 220V 50HZ, FLECK | 66.6 | 19.98
201370 | MOTOR, VALVE, 2750,, 220V 50HZ, FLECK | 171.72 | 51.516
201371 | MOTOR, VALVE, 2850,, 220V 50HZ, FLECK | 100.08 | 30.024
201372 | MOTOR, VALVE, 2900,, 220V 50HZ, FLECK | 110.07 | 33.021
201373 | MOTOR, VALVE, 9000,, 220V 50HZ, FLECK | 84.96 | 25.488
201374 | MOTOR, VALVE, 9100,, 220V 50HZ, FLECK | 84.96 | 25.488
201375 | MOTOR, VALVE, 9500,, 220V 50HZ, FLECK | 78.615 | 23.5845
200321 | CONTACTS, LOCKOUT, PRETREAT, 5600, FLECK | 22.59 | 6.777
200323 | CONTACTS, LOCKOUT, PRETREAT, 7000, FLECK | 35.055 | 10.5165
200324 | TRANSFORMER, 110V / 24V / 60HZ | 18.225 | 5.4675
200325 | TRANSFORMER, 220V / 24V / 50HZ | 65.52 | 19.656
200326 | COVER, VALVE, BLACK, 5600, FLECK | 11.025 | 3.3075
FIBERGLASS MINERAL TANKS
|  | List Price: | Your Net Cost:
Part Number: | Description: | Each
200235 | TANK, MINERAL, 0948, 2.5", STRUCTURAL | 221.49 | 66.447
200236 | TANK, MINERAL, 1054, 2.5", STRUCTURAL | 271.755 | 81.5265
200237 | TANK, MINERAL, 1252, 2.5", STRUCTURAL | 374.985 | 112.4955
204173 | TANK, MINERAL, 1354, 2.5", STRUCTURAL | 432.675 | 129.8025
200238 | TANK, MINERAL, 1465, 2.5", STRUCTURAL | 748.755 | 224.6265
200239 | TANK, MINERAL, 1665, 4", STRUCTURAL | 833.625 | 250.0875
200240 | TANK, MINERAL, 1865, 4", STRUCTURAL | 1252.8 | 375.84
200241 | TANK, MINERAL, 2162, 4", STRUCTURAL | 1642.5 | 492.75
200242 | TANK, MINERAL, 2465, 4", STRUCTURAL | 2129.175 | 638.7525
200243 | TANK, MINERAL, 2472, 4", STRUCTURAL | 2599.425 | 779.8275
201423 | ADAPTER, TANK, MINERAL, 4.0" - 2.5" OPENING | 64.08 | 19.224
203655 | ADAPTER, TANK, MINERAL, 4.5" - 4.0" OPENING | 49.77 | 14.931
STAINLESS STEEL TANK JACKETS
|  | List Price: | Your Net Cost:
Part Number: | Description: | Each
200249 | JACKET, TANK, MINERAL, SS, FULL WELD, 0948 | 198 | 59.4
200250 | JACKET, TANK, MINERAL, SS, FULL WELD, 1054 | 222.75 | 66.825
200251 | JACKET, TANK, MINERAL, SS, FULL WELD, 1252 | 607.5 | 182.25
204174 | JACKET, TANK, MINERAL, SS, FULL WELD, 1354 | 607.5 | 182.25
200252 | JACKET, TANK, MINERAL, SS, FULL WELD, 1465 | 787.5 | 236.25
200253 | JACKET, TANK, MINERAL, SS, FULL WELD, 1665 | 877.5 | 263.25
BRINE TANKS
|  | List Price: | Your Net Cost:
Part Number: | Description: | Each
200254 | TANK, BRINE, SQUARE, BLACK, 14" x 34", FLOAT ASSEMBLY | 193.455 | 58.0365
200255 | TANK, BRINE, ROUND, BLACK, 18" x 33", FLOAT ASSEMBLY | 215.46 | 64.638
200256 | TANK, BRINE, ROUND, BLACK, 18" x 40", FLOAT ASSEMBLY | 234.81 | 70.443
200257 | TANK, BRINE, ROUND, BLACK, 24" x 40", FLOAT ASSEMBLY | 381.15 | 114.345
200258 | TANK, BRINE, ROUND, BLACK, 24" x 54", FLOAT ASSEMBLY | 360.405 | 108.1215
200259 | TANK, BRINE, ROUND, BLACK, 24" x 60", FLOAT ASSEMBLY | 1078.245 | 323.4735
200260 | TANK, BRINE, ROUND, BLACK, 30" x 60", FLOAT ASSEMBLY | 1316.16 | 394.848
200262 | FLOAT, BRINE, ASSEMBLY, 3/8" x 33" | 91.575 | 27.4725
203245 | FLOAT, BRINE, ASSEMBLY, 3/8" x 36" | 91.575 | 27.4725
203246 | FLOAT, BRINE, ASSEMBLY, 3/8" x 48" | 91.575 | 27.4725
203639 | GRID, SALT, TANK, BRINE, 14" DIA | 23.445 | 7.0335
200263 | GRID, SALT, TANK, BRINE, 18" DIA | 22.59 | 6.777
203638 | GRID, SALT, TANK, BRINE, 24" DIA | 130.23 | 39.069
203637 | GRID, SALT, TANK, BRINE, 30" DIA | 369.36 | 110.808
RISER PIPES, SCREENS
|  | List Price: | Your Net Cost:
Part Number: | Description: | Each
202289 | PIPE, RISER, ASSEMBLY, BOTTOM, SCREEN, 32 MM X 60" | 44.145 | 13.2435
200328 | PIPE, RISER, ASSEMBLY, BOTTOM SCREEN, 32 MM X 72" | 46.305 | 13.8915
200327 | PIPE, RISER, ASSEMBLY, BOTTOM SCREEN, 1.05" X 55" | 26.775 | 8.0325
203251 | PIPE, RISER, ASSEMBLY, BOTTOM SCREEN, 1.5" X 72" | 154.8 | 46.44
200329 | SCREEN, UPPER, VALVE, FILTER/SOFTENER, 3/4" | 3.15 | 0.945
200330 | SCREEN, UPPER, VALVE, FILTER/SOFTENER, 1" | 3.6 | 1.08
202903 | SCREEN, UPPER, VALVE, FILTER/SOFTENER, 32MM | 7.11 | 2.133
206161 | SCREEN, UPPER, VALVE, FILTER/SOFTENER, 11 SEGMENT, CLACK | 28.755 | 8.6265
MEDIAS & RESINS
|  | List Price: | Your Net Cost:
Part Number: | Description: | Each
200332 | MEDIA, FLINT GRAVEL, #20 (1/16), 50 LBS | 38.34 | 11.502
200333 | MEDIA, SILVER SAND, .45-.55 MM, .5 CBFT | 24.12 | 7.236
203239 | MEDIA, ZEOLITE, 1 CBFT | 83.925 | 25.1775
200338 | MEDIA, COCONUT SHELL GAC, 12 X 40 MESH, ACID WASH, 1 CBFT | 148.5 | 44.55
203142 | MEDIA, COCONUT SHELL CARBON (GACC), 1100 LB SUPER SACK | 4923 | 1476.9
205632 | MEDIA, GAC, CATALYTIC, 1 CBFT | 382.5 | 114.75
203143 | MEDIA, SOFTENER RESIN, 8% CROSS LINK, 1 CU. FT. | 149.265 | 44.7795
200340 | MEDIA, KDF 55C, 57LB., .33 CBFT | 1195.29 | 358.587
201825 | MEDIA, KDF 85C, 57LB., .33 CBFT | 1392.795 | 417.8385
203144 | MEDIA, DI MIXED BED, 1 CBFT | 617.4 | 185.22
200342 | MEDIA, CALCITE, 1 CBFT | 56.25 | 16.875
204930 | MEDIA, FILOX, 1 CBFT | 253.485 | 76.0455
205633 | MEDIA, FILTERSORB, 1 LITER | 337.5 | 101.25
201961 | MEDIA, SLOW PHOS, POLYPHOSPHATE BEADS | 911.25 | 273.375
203608 | FUNNEL, 2-1/2" X 10" | 10.35 | 3.105
203609 | FUNNEL, 4" X 10" | 40.95 | 12.285
RESIDENTIAL ULTRAVIOLET LIGHTS
|  | List Price: | Your Net Cost:
Part Number: | Description: | Each
200814 | UV, LIGHT, .5 GPM, 1/4" QC, GENERIC | 98.955 | 29.6865
200816 | UV, LIGHT, 1 GPM, 1/4" QC, GENERIC | 109.89 | 32.967
200818 | SLEEVE, UV, .5 GPM, NO CAP | 38.7 | 11.61
200819 | SLEEVE, UV, 1 GPM, NO CAP | 38.7 | 11.61
200820 | LAMP, UV, .5 GPM | 44.955 | 13.4865
200821 | LAMP, UV, 1 GPM | 45.945 | 13.7835
13.5
200822 | BALLAST, UV, 4 WATT 125 MA, 110V 60HZ 24VAC | 24.165 | 7.2495
200823 | BALLAST, UV, 4 WATT 125 MA, 220V 50HZ 24VAC | 24.165 | 7.2495
200824 | BALLAST, UV, 6 WATT 147 MA, 110V 60HZ 24VAC | 25.29 | 7.587
200825 | BALLAST, UV, 6 WATT 147 MA, 220V 50HZ 24VAC | 25.29 | 7.587
ULTRAVIOLET SYSTEMS
|  | List Price: | Your Net Cost:
Part Number: | Description: | Each
200826 | UV, LIGHT, 2 GPM, S2Q-PA, 110V 60HZ, 1/2" MNPT, STERILIGHT | 612.108 | 183.6324
200827 | UV, LIGHT, 2 GPM, S2Q-PA, 220V 50HZ, 1/2" MNPT, STERILIGHT | 670.32 | 201.096
200828 | UV, LIGHT, 5 GPM, S5Q-PA, 110V 60HZ, 3/4" MNPT, STERILIGHT | 723.24 | 216.972
200829 | UV, LIGHT, 5 GPM, S5Q-PA, 220V 50HZ, 3/4" MNPT, STERILIGHT | 749.7 | 224.91
200830 | UV, LIGHT, 8 GPM, S8Q-PA, 110V 60HZ, 3/4" MNPT, STERILIGHT | 1176.588 | 352.9764
200831 | UV, LIGHT, 8 GPM, S8Q-PA, 220V 50HZ, 3/4" MNPT, STERILIGHT | 1176.588 | 352.9764
200832 | UV, LIGHT, 12 GPM, S12Q-PA, 110V 60HZ, 3/4" FNPT/1" MNPT COMBO, STERILIGHT | 1460.592 | 438.1776
200833 | UV, LIGHT, 12 GPM, S12Q-PA, 220V 50HZ, 3/4" FNPT/1" MNPT COMBO, STERILIGHT | 1575.252 | 472.5756
202085 | UV LIGHT, 32 GPM, SC-600, 110V 60HZ, 1" FNPT, STERILIGHT | 1779.876 | 533.9628
205639 | UV LIGHT, 32 GPM, SC-600, 220V 50/60HZ, 1" FNPT, STERILIGHT | 1779.876 | 533.9628
205640 | UV LIGHT, 40 GPM, SC-740, 110V 60HZ, 1.5" MNPT, STERILIGHT | 2106.216 | 631.8648
202083 | UV LIGHT, 40 GPM, SC-740, 220V 50/60HZ, 1.5" MNPT, STERILIGHT | 2106.216 | 631.8648
205641 | UV LIGHT, 50 GPM, SV-50, 110V 60HZ, 2" MNPT, STERILIGHT | 12397.392 | 3719.2176
205642 | UV LIGHT, 50 GPM, SV-50, 220V 50/60HZ, 2" MNPT, STERILIGHT | 12397.392 | 3719.2176
205643 | UV LIGHT, 80 GPM, SM-80, 110V 60HZ, 2" MNPT, STERILIGHT | 11046.168 | 3313.8504
205644 | UV LIGHT, 80 GPM, SM-80, 220V 50/60HZ, 2" MNPT, STERILIGHT | 11046.168 | 3313.8504
200834 | SLEEVE, UV, 2 GPM, STERILIGHT | 59.052 | 17.7156
200835 | SLEEVE, UV, 5 GPM, STERILIGHT | 67.2 | 20.16
200836 | SLEEVE, UV, 8 GPM, STERILIGHT | 74.844 | 22.4532
200837 | SLEEVE, UV, 12 GPM, STERILIGHT | 115.584 | 34.6752
205771 | SLEEVE, UV, 32 GPM, STERILIGHT | 131.712 | 39.5136
205772 | SLEEVE, UV, 40 GPM, STERILIGHT | 154.2912 | 46.2874
205773 | SLEEVE, UV, 50 GPM - 80 GPM, STERILIGHT | 150.528 | 45.1584
200838 | LAMP, UV, 2 GPM, STERILIGHT | 147.84 | 44.352
200839 | LAMP, UV, 5 GPM, STERILIGHT | 160.524 | 48.1572
200840 | LAMP, UV, 8 GPM, STERILIGHT | 203.28 | 60.984
200841 | LAMP, UV, 12 GPM, STERILIGHT | 213.444 | 64.0332
205768 | LAMP, UV, 32 GPM, STERILIGHT | 255.8976 | 76.7693
205769 | LAMP, UV, 40 GPM, STERILIGHT | 269.0688 | 80.7206
205770 | LAMP, UV, 50 GPM - 80 GPM, STERILIGHT | 592.704 | 177.8112
200842 | BALLAST, UV, 2 - 12 GPM, 110/220V, 24VAC, STERILIGHT | 276.948 | 83.0844
205774 | BALLAST, UV, 32 GPM - 40 GPM, STERILIGHT | 679.2576 | 203.7773
205775 | BALLAST, UV, 50 GPM - 80 GPM, STERILIGHT | 1971.9168 | 591.575
202172 | CORD, UV, 2 - 12 GPM, 110V, STERILIGHT | 14.574 | 4.3722
202173 | CORD, UV, 2 - 12 GPM, 220V, STERILIGHT | 18.648 | 5.5944
205776 | CORD, UV, 32 GPM - 40 GPM, 110V, STERILIGHT | 18.816 | 5.6448
205777 | CORD, UV, 32 GPM - 40 GPM, 220V, STERILIGHT | 22.5792 | 6.7738
205778 | CORD, UV, 50 GPM - 80 GPM, 110V, STERILIGHT | 18.816 | 5.6448
205779 | CORD, UV, 50 GPM - 80 GPM, 220V, STERILIGHT | 18.816 | 5.6448
202082 | VALVE, TEMP MGMT, 1" FNPT, UV LIGHT, STERILIGHT | 232.176 | 69.6528
OZONE SYSTEMS
|  | List Price: | Your Net Cost:
Part Number: | Description: | Each
205612 | GENERATOR, OZONE, 2 GPM, 110V 60HZ, OZOTECH | 1209.6 | 362.88
205613 | GENERATOR, OZONE, 2 GPM, 220V 50HZ, OZOTECH | 1226.4 | 367.92
200844 | GENERATOR, OZONE, 5 GPM, 110V 60 HZ,OZOTECH | 1407 | 422.1
200845 | GENERATOR, OZONE, 5 GPM, 220V 50 HZ,OZOTECH | 1407 | 422.1
205619 | GENERATOR, OZONE, 10 GPM, 110V 60HZ, OZOTECH | 1806 | 541.8
205620 | GENERATOR, OZONE, 10 GPM, 220V 50HZ, OZOTECH | 1864.8 | 559.44
205614 | GENERATOR, OZONE, 20 GPM, 110V 60HZ, OZOTECH | 2847.6 | 854.28
205615 | GENERATOR, OZONE, 20 GPM, 220V 50HZ, OZOTECH | 2898 | 869.4
205616 | GENERATOR, OZONE, 40 GPM, 110V 60HZ, OZOTECH | 5140.8 | 1542.24
205617 | GENERATOR, OZONE, 40 GPM, 220V 50HZ, OZOTECH | 5560.8 | 1668.24
201345 | INJECTOR, MAZZEI, KYNAR, 287 | 142.8 | 42.84
205618 | INJECTOR, MAZZEI, KYNAR, 384 | 239.4 | 71.82
205630 | DRYER, AIR, IQ40, 110V 60HZ, OZOTECH | 2444.4 | 733.32
205631 | DRYER, AIR, IQ40, 220V 50/60HZ, OZOTECH | 2444.4 | 733.32
CHEMICAL INJECTION SYSTEMS
|  | List Price: | Your Net Cost:
Part Number: | Description: | Each
205600 | SYSTEM, INJECTION, CHEM, 35 GAL, 4 GPD, 110V, XP4-30, AXEON | 1253.7 | 376.11
205601 | SYSTEM, INJECTION, CHEM, 35 GAL, 4 GPD, 220V, XP4-30, AXEON | 1253.7 | 376.11
205602 | SYSTEM, INJECTION, CHEM, 35 GAL, 15 GPD, 110V, XP15-30, AXEON | 1268.625 | 380.5875
205603 | SYSTEM, INJECTION, CHEM, 35 GAL, 15 GPD, 220V, XP15-30, AXEON | 1268.625 | 380.5875
205604 | SYSTEM, INJECTION, CHEM, 35 GAL, 30 GPD, 110V, XP30-30, AXEON | 1283.55 | 385.065
205605 | SYSTEM, INJECTION, CHEM, 35 GAL, 30 GPD, 220V, XP30-30, AXEON | 1283.55 | 385.065
CHEMICAL INJECTION PUMPS
|  | List Price: | Your Net Cost:
Part Number: | Description: | Each
202042 | PUMP, INJECTION, CHEMICAL, 3 GPD, 110V, SERIES 100, PULSAFEEDER | 646.38 | 193.914
202043 | PUMP, INJECTION, CHEMICAL, 3 GPD, 220V, SERIES 100, PULSAFEEDER | 678.3 | 203.49
200846 | PUMP, INJECTION, CHEMICAL, 15 GPD, 110V, SERIES 100, PULSAFEEDER | 642.77 | 192.831
200847 | PUMP, INJECTION, CHEMICAL, 15 GPD, 220V, SERIES 100, PULSAFEEDER | 686.375 | 205.9125
200848 | PUMP, INJECTION, CHEMICAL, 30 GPD, 110V, SERIES 100, PULSAFEEDER | 656.868 | 197.0604
200849 | PUMP, INJECTION, CHEMICAL, 30 GPD, 220V, SERIES 100, PULSAFEEDER | 694.45 | 208.335
203669 | PUMP, INJECTION, CHEMICAL, 4 GPD, 110V, XP, PULSAFEEDER | 917.7 | 275.31
203668 | PUMP, INJECTION, CHEMICAL, 4 GPD, 220V, XP, PULSAFEEDER | 917.7 | 275.31
203667 | PUMP, INJECTION, CHEMICAL, 15 GPD, 110V, XP, PULSAFEEDER | 928.625 | 278.5875
203666 | PUMP, INJECTION, CHEMICAL, 15 GPD, 220V, XP, PULSAFEEDER | 928.625 | 278.5875
203665 | PUMP, INJECTION, CHEMICAL, 30 GPD, 110V, XP, PULSAFEEDER | 939.55 | 281.865
203664 | PUMP, INJECTION, CHEMICAL, 30 GPD, 220V, XP, PULSAFEEDER | 939.55 | 281.865
203683 | PUMP, INJECTION, CHEMICAL, 17 GPD, 110V, XPV, PULSAFEEDER | 1871.5725 | 561.4718
203682 | PUMP, INJECTION, CHEMICAL, 17 GPD, 220V, XPV, PULSAFEEDER | 1871.5725 | 561.4718
203681 | PUMP, INJECTION, CHEMICAL, 33 GPD, 110V, XPV, PULSAFEEDER | 1893.591 | 568.0773
203680 | PUMP, INJECTION, CHEMICAL, 33 GPD, 220V, XPV, PULSAFEEDER | 1893.591 | 568.0773
ANTI-SCALANTS
|  | List Price: | Your Net Cost:
Part Number: | Description: | Each
200348 | ANTI-SCALANT, +0100, PRETREAT, 5 GAL, KING LEE | 392.461 | 117.7383
204191 | ANTI-SCALANT, +0100, PRETREAT, 55 GAL, KING LEE | 3612.5 | 1083.75
205753 | ANTI-SCALANT, +0100, PRETREAT, CONCENTRATE, 5 GAL, KING LEE | 2795 | 838.5
205754 | ANTI-SCALANT, +0100, PRETREAT, CONCENTRATE, 55 GAL, KING LEE | 24080 | 7224
200350 | ANTI-SCALANT, +0200, PRETREAT PLUS SILICA, 5 GAL | 838.5 | 251.55
200351 | ANTI-SCALANT, +0200, PRETREAT PLUS SILICA, 55 GAL | 4192.5 | 1257.75
205755 | ANTI-SCALANT, PROTEC RO C, 5 GAL, KING LEE | 1268.5 | 380.55
205756 | ANTI-SCALANT, PROTEC RO C, 55 GAL, KING LEE | 6428.5 | 1928.55
CHEMICALS
|  | List Price: | Your Net Cost:
Part Number: | Description: | Each
200852 | CHEMICAL, CITRIC ACID, 4 LBS/BOTTLE, PRO PRODUCTS | 53.75 | 16.125
200853 | CHEMICAL, SODA ASH, 4 LBS/BOTTLE, PRO PRODUCTS | 19.78 | 5.934
200855 | CHEMICAL, CITRIC ACID, 55 LBS/BAG | 295.625 | 88.6875
200856 | CHEMICAL, SODIUM METABISULFITE, 50 LBS/BAG | 146.2 | 43.86
205751 | CHEMICAL, SODIUM HEXA METAPHOSPHATE, 1LB | 9.245 | 2.7735
205750 | CHEMICAL, SODIUM HEXA METAPHOSPHATE, 50LBS | 462.25 | 138.675
203336 | CHEMICAL, GLYCERIN, 1 GAL | 129 | 38.7
203337 | CHEMICAL, GLYCERIN, 5 GAL | 537.5 | 161.25
202432 | CHEMICAL, PRESERVATIVE, MEMSTOR, 4 LBS., KING LEE | 279.5 | 83.85
202431 | CHEMICAL, PRESERVATIVE, MEMSTOR, 25 LBS., KING LEE | 1397.5 | 419.25
205752 | CHEMICAL, PRESERVATIVE, MEMSTOR, 100 LBS., KINGLEE | 4945 | 1483.5
205757 | CHEMICAL, CLEANER, KL 1050 SILICA, 25 LBS., KING LEE | 692.3 | 207.69
205758 | CHEMICAL, CLEANER, KL 1050 SILICA, 45 LBS., KING LEE | 1186.8 | 356.04
205759 | CHEMICAL, CLEANER, KL 1050 SILICA, 100 LBS., KING LEE | 2128.5 | 638.55
205760 | CHEMICAL, CLEANER, DIAMITE LPH LOW pH, 5 GAL, KING LEE | 1064.25 | 319.275
205761 | CHEMICAL, CLEANER, DIAMITE LPH LOW pH, 55 GAL, KING LEE | 7654 | 2296.2
205762 | CHEMICAL, CLEANER, DIAMITE AFT HIGH pH, 5 GAL, KING LEE | 1354.5 | 406.35
205763 | CHEMICAL, CLEANER, DIAMITE AFT HIGH pH, 55 GAL, KING LEE | 8518.3 | 2555.49
205764 | CHEMICAL, CLEANER, HIGH FLUX CLEANER A SILICA, 5 GAL, KING LEE | 1685.6 | 505.68
205765 | CHEMICAL, CLEANER, HIGH FLUX CLEANER A SILICA, 55 GAL, KING LEE | 9008.5 | 2702.55
AXEON TF MEMBRANES
| 25 / CASE | List Price: | Your Net Cost:
Part Number: | Description: | Each
200357 | MEMBRANE, TF, 1512, 25 GPD, DRY, AXEON | 39 | 11.7
200358 | MEMBRANE, TF, 1812, 35 GPD, DRY, AXEON | 40.0775 | 12.0233
200359 | MEMBRANE, TF, 1812, 50 GPD, DRY, AXEON | 41.1725 | 12.3517
200360 | MEMBRANE, TF, 1812, 75 GPD, DRY, AXEON | 43.7625 | 13.1288
200361 | MEMBRANE, TF, 1812, 100 GPD, DRY, AXEON | 48.9375 | 14.6813
200362 | MEMBRANE, TF, 1812, 150 GPD, DRY, AXEON | 64.0332 | 19.21
201633 | MEMBRANE, TF, 1512, 25 GPD, WET, AXEON | 42.12 | 12.636
201639 | MEMBRANE, TF, 1812, 35 GPD, WET, AXEON | 42.5375 | 12.7613
201641 | MEMBRANE, TF, 1812, 50 GPD, WET, AXEON | 43.86 | 13.158
201643 | MEMBRANE, TF, 1812, 75 GPD, WET, AXEON | 46.125 | 13.8375
201635 | MEMBRANE, TF, 1812, 100 GPD, WET, AXEON | 51.75 | 15.525
201637 | MEMBRANE, TF, 1812, 150 GPD, WET, AXEON | 67.76 | 20.328
AXEON NF MEMBRANES
| 25 / CASE | List Price: | Your Net Cost:
Part Number: | Description: | Each
201553 | MEMBRANE, NF3, 1812, 150 GPD, DRY, AXEON | 74.375 | 22.3125
201554 | MEMBRANE, NF4, 1812, 150 GPD, DRY, AXEON | 74.375 | 22.3125
203503 | MEMBRANE, NF3, 1812, 150 GPD, WET, AXEON | 77.4 | 23.22
203504 | MEMBRANE, NF4, 1812, 150 GPD, WET, AXEON | 77.4 | 23.22
SPECIALTY MEMBRANES
|  | List Price: | Your Net Cost:
Part Number: | Description: | Each
201987 | MEMBRANE, HF4, 3218, DRY, AXEON | 315.229 | 94.5687
203545 | MEMBRANE, HF4, 3012, DRY, AXEON | 214.72 | 64.416
201399 | MEMBRANE, HR3, 2525, DRY, AXEON | 238.3484 | 71.5045
RESIDENTIAL MEMBRANE COMPONENTS
|  | List Price: | Your Net Cost:
Part Number: | Description: | Each
201673 | SEAL, BRINE, MEMBRANE, BLACK, 1.5" X 2.0" | 1.3 | 0.39
201674 | SEAL, BRINE, MEMBRANE, BLACK, 1.8" X 2.0" | 1.95 | 0.585
201675 | O-RING, MEMBRANE, BLACK, BN70, SIZE 112 | 0.05 | 0.015
201814 | TAPE, VINYL, WHITE, 1" | 10.875 | 3.2625
AXEON HF1 MEMBRANES
|  | List Price: | Your Net Cost:
Part Number: | Description: | Each
200374 | MEMBRANE, HF1, 2514, DRY, AXEON | 176.049 | 52.8147
200375 | MEMBRANE, HF1, 2521, DRY, AXEON | 201.066 | 60.3198
200376 | MEMBRANE, HF1, 2540, DRY, AXEON | 347.208 | 104.1624
200377 | MEMBRANE, HF1, 4014, DRY, AXEON | 306.811 | 92.0433
200378 | MEMBRANE, HF1, 4021, DRY, AXEON | 370.76 | 111.228
200379 | MEMBRANE, HF1, 4040, DRY, AXEON | 530.3955 | 159.1187
201595 | MEMBRANE, HF1, 2514, WET, AXEON | 188.6133 | 56.584
201596 | MEMBRANE, HF1, 2521, WET, AXEON | 213.7513 | 64.1254
201597 | MEMBRANE, HF1, 2540, WET, AXEON | 364.9069 | 109.4721
201598 | MEMBRANE, HF1, 4014, WET, AXEON | 322.3989 | 96.7197
201599 | MEMBRANE, HF1, 4021, WET, AXEON | 387.4728 | 116.2418
201600 | MEMBRANE, HF1, 4040, WET, AXEON | 545.8504 | 163.7551
AXEON HF4 MEMBRANES
|  | List Price: | Your Net Cost:
Part Number: | Description: | Each
200386 | MEMBRANE, HF4, 2514, DRY, AXEON | 176.3817 | 52.9145
200387 | MEMBRANE, HF4, 2521, DRY, AXEON | 201.408 | 60.4224
200388 | MEMBRANE, HF4, 2540, DRY, AXEON | 353.568 | 106.0704
200389 | MEMBRANE, HF4, 4014, DRY, AXEON | 307.55 | 92.265
200390 | MEMBRANE, HF4, 4021, DRY, AXEON | 373.086 | 111.9258
200391 | MEMBRANE, HF4, 4040, DRY, AXEON | 531.681 | 159.5043
201601 | MEMBRANE, HF4, 2514, WET, AXEON | 188.7622 | 56.6287
201602 | MEMBRANE, HF4, 2521, WET, AXEON | 213.9166 | 64.175
201603 | MEMBRANE, HF4, 2540, WET, AXEON | 372.0642 | 111.6193
201604 | MEMBRANE, HF4, 4014, WET, AXEON | 322.9728 | 96.8918
201605 | MEMBRANE, HF4, 4021, WET, AXEON | 388.2725 | 116.4817
201606 | MEMBRANE, HF4, 4040, WET, AXEON | 547.8305 | 164.3491
AXEON HF5 MEMBRANES
|  | List Price: | Your Net Cost:
Part Number: | Description: | Each
200392 | MEMBRANE, HF5, 4014, DRY, AXEON | 357.9271 | 107.3781
200393 | MEMBRANE, HF5, 4021, DRY, AXEON | 423.1173 | 126.9352
200394 | MEMBRANE, HF5, 4040, DRY, AXEON | 581.9963 | 174.5989
201607 | MEMBRANE, HF5, 4014, WET, AXEON | 373.4508 | 112.0352
201608 | MEMBRANE, HF5, 4021, WET, AXEON | 438.9623 | 131.6887
201609 | MEMBRANE, HF5, 4040, WET, AXEON | 597.738 | 179.3214
AXEON HR3 DRY MEMBRANES
|  | List Price: | Your Net Cost:
Part Number: | Description: | Each
200368 | MEMBRANE, HR3, 2514, DRY, AXEON | 163.4558 | 49.0368
200369 | MEMBRANE, HR3, 2521, DRY, AXEON | 190.193 | 57.0579
200370 | MEMBRANE, HR3, 2540, DRY, AXEON | 340.8376 | 102.2513
200371 | MEMBRANE, HR3, 4014, DRY, AXEON | 290.904 | 87.2712
200372 | MEMBRANE, HR3, 4021, DRY, AXEON | 363.477 | 109.0431
200373 | MEMBRANE, HR3, 4040, DRY, AXEON | 524.788 | 157.4364
201610 | MEMBRANE, HR3, 2514, WET, AXEON | 186.4932 | 55.948
201611 | MEMBRANE, HR3, 2521, WET, AXEON | 211.3053 | 63.3916
201612 | MEMBRANE, HR3, 2540, WET, AXEON | 358.2776 | 107.4833
201613 | MEMBRANE, HR3, 4014, WET, AXEON | 318.9792 | 95.6938
201614 | MEMBRANE, HR3, 4021, WET, AXEON | 383.5926 | 115.0778
201615 | MEMBRANE, HR3, 4040, WET, AXEON | 540.078 | 162.0234
AXEON NF3 DRY MEMBRANES
|  | List Price: | Your Net Cost:
Part Number: | Description: | Each
200401 | MEMBRANE, NF3, 2514, DRY, AXEON | 179.941 | 53.9823
200402 | MEMBRANE, NF3, 2521, DRY, AXEON | 206.4569 | 61.9371
200403 | MEMBRANE, NF3, 2540, DRY, AXEON | 376.7042 | 113.0113
200404 | MEMBRANE, NF3, 4014, DRY, AXEON | 318.645 | 95.5935
200405 | MEMBRANE, NF3, 4021, DRY, AXEON | 387.296 | 116.1888
200406 | MEMBRANE, NF3, 4040, DRY, AXEON | 561.8125 | 168.5437
201616 | MEMBRANE, NF3, 2514, WET, AXEON | 192.5053 | 57.7516
201617 | MEMBRANE, NF3, 2521, WET, AXEON | 219.1563 | 65.7469
201618 | MEMBRANE, NF3, 2540, WET, AXEON | 395.2642 | 118.5793
201619 | MEMBRANE, NF3, 4014, WET, AXEON | 334.2329 | 100.2699
201620 | MEMBRANE, NF3, 4021, WET, AXEON | 404.0088 | 121.2026
201621 | MEMBRANE, NF3, 4040, WET, AXEON | 577.2673 | 173.1802
AXEON NF4 MEMBRANES
|  | List Price: | Your Net Cost:
Part Number: | Description: | Each
200407 | MEMBRANE, NF4, 2514, DRY, AXEON | 179.8946 | 53.9684
200408 | MEMBRANE, NF4, 2521, DRY, AXEON | 206.4569 | 61.9371
200409 | MEMBRANE, NF4, 2540, DRY, AXEON | 376.7042 | 113.0113
200410 | MEMBRANE, NF4, 4014, DRY, AXEON | 318.645 | 95.5935
200411 | MEMBRANE, NF4, 4021, DRY, AXEON | 387.296 | 116.1888
200412 | MEMBRANE, NF4, 4040, DRY, AXEON | 561.8125 | 168.5437
201622 | MEMBRANE, NF4, 2514, WET, AXEON | 192.4589 | 57.7377
201623 | MEMBRANE, NF4, 2521, WET, AXEON | 219.1563 | 65.7469
201624 | MEMBRANE, NF4, 2540, WET, AXEON | 395.2642 | 118.5793
201625 | MEMBRANE, NF4, 4014, WET, AXEON | 334.2329 | 100.2699
201626 | MEMBRANE, NF4, 4021, WET, AXEON | 404.0088 | 121.2026
201627 | MEMBRANE, NF4, 4040, WET, AXEON | 577.2673 | 173.1802
COMMERCIAL MEMBRANE COMPONENTS
|  | List Price: | Your Net Cost:
Part Number: | Description: | Each
201671 | SEAL, BRINE, MEMBRANE, BLACK, CHEVRON, 2.5" | 3.375 | 1.0125
201672 | SEAL, BRINE, MEMBRANE, BLACK, NO CHEVRON, 2.5" | 3.375 | 1.0125
201835 | SEAL, BRINE, MEMBRANE, WHITE, CHEVRON 4" | 4.845 | 1.4535
201821 | TAPE, VINYL, BLACK, 2" | 15.9 | 4.77
FILMTEC RESIDENTIAL MEMBRANES
| 25 / CASE | List Price: | Your Net Cost:
Part Number: | Description: | Each
200419 | MEMBRANE, TW30, 1812, 24 GPD, FILMTEC | 56.2 | 16.86
200420 | MEMBRANE, TW30, 1812, 36 GPD, FILMTEC | 57.2 | 17.16
200421 | MEMBRANE, TW30, 1812, 50 GPD, FILMTEC | 58.1 | 17.43
200422 | MEMBRANE, TW30, 1812, 75 GPD, FILMTEC | 59 | 17.7
200423 | MEMBRANE, TW30, 1812, 100 GPD, FILMTEC | 67.8 | 20.34
FILMTEC COMMERCIAL MEMBRANES
|  | List Price: | Your Net Cost:
Part Number: | Description: | Each
200424 | MEMBRANE, XLE, 4040, FILMTEC | 755.52 | 226.656
200425 | MEMBRANE, LP, 4040, FILMTEC | 777.76 | 233.328
200426 | MEMBRANE, TW30, 4040, FILMTEC | 711.08 | 213.324
200429 | MEMBRANE, LE, 4040, FILMTEC | 800 | 240
200430 | MEMBRANE, BW30, 4040, FILMTEC | 666.64 | 199.992
205949 | MEMBRANE, LC LE, 4040, FILMTEC | 684.75 | 205.425
206130 | MEMBRANE, LC HR, 4040, FILMTEC | 871.5 | 261.45
200431 | MEMBRANE, BW30, 2540, FILMTEC | 580 | 174
200432 | MEMBRANE, XLE, 2540, FILMTEC | 600 | 180
200433 | MEMBRANE, LP, 2540, FILMTEC | 560 | 168
200434 | MEMBRANE, TW30, 2540, FILMTEC | 516 | 154.8
200436 | MEMBRANE, XLE, 4021, FILMTEC | 752 | 225.6
200437 | MEMBRANE, TW30, 4021, FILMTEC | 752 | 225.6
200438 | MEMBRANE, TW30, 4014, FILMTEC | 708 | 212.4
200439 | MEMBRANE, XLE, 2521, FILMTEC | 452 | 135.6
200440 | MEMBRANE, TW30, 2521, FILMTEC | 452 | 135.6
200441 | MEMBRANE, TW30, 2514, FILMTEC | 333.36 | 100.008
200442 | MEMBRANE, TW30, 2026, FILMTEC | 408 | 122.4
202945 | MEMBRANE, RO, 4040-FF, FILMTEC | 1360 | 408
202946 | MEMBRANE, HSRO, 4040-FF, FILMTEC | 1560 | 468
202947 | MEMBRANE, TW30HP, 4641, FILMTEC | 1900 | 570
202948 | MEMBRANE, TW30HP, 4619, FILMTEC | 1560 | 468
202949 | MEMBRANE, TW30HP, 4611, FILMTEC | 1260 | 378
FILMTEC INDUSTRIAL MEMBRANES
|  | List Price: | Your Net Cost:
Part Number: | Description: | Each
200443 | MEMBRANE, BW30, 440I, FILMTEC | 2580 | 774
200444 | MEMBRANE, BW30, 400/34I, FILMTEC | 2760 | 828
200445 | MEMBRANE, BW30, 400, FILMTEC | 2420 | 726
200446 | MEMBRANE, BW30, 365, FILMTEC | 2320 | 696
200447 | MEMBRANE, LE, 440I, FILMTEC | 2708 | 812.4
200448 | MEMBRANE, LE, 400, FILMTEC | 2420 | 726
200450 | MEMBRANE, XLE, 440, FILMTEC | 2560 | 768
200451 | MEMBRANE, BW30, 365-FR, FILMTEC | 2680 | 804
200452 | MEMBRANE, BW30, 400-FR, FILMTEC | 2720 | 816
200453 | MEMBRANE, BW30, 4040-FR, FILMTEC | 1440 | 432
200454 | MEMBRANE, RO, 390-FF, FILMTEC | 4300 | 1290
200456 | MEMBRANE, HSRO, 390-FF, FILMTEC | 4732 | 1419.6
202950 | MEMBRANE, BW30, 400/34I-FR, FILMTEC | 2760 | 828
202951 | MEMBRANE, SG30LE, 440I, FILMTEC | 3360 | 1008
202952 | MEMBRANE, SG30, 400/34I, FILMTEC | 2960 | 888
202953 | MEMBRANE, SG30LE, 400, FILMTEC | 2640 | 792
FILMTEC SEA WATER MEMBRANES
|  | List Price: | Your Net Cost:
Part Number: | Description: | Each
200458 | MEMBRANE, SW30, 2514, FILMTEC | 560 | 168
200459 | MEMBRANE, SW30, 2521, FILMTEC | 560 | 168
200460 | MEMBRANE, SW30, 2540, FILMTEC | 500 | 150
200461 | MEMBRANE, SW30, 4021, FILMTEC | 1032 | 309.6
200462 | MEMBRANE, SW30, 4040, FILMTEC | 1100 | 330
200463 | MEMBRANE, SW30HR, LE4040, FILMTEC | 1400 | 420
200464 | MEMBRANE, SW30XLE-400I, FILMTEC | 3000 | 900
200465 | MEMBRANE, SW30HR, LE400I, FILMTEC | 2960 | 888
200466 | MEMBRANE, SW30HR, LE400, FILMTEC | 2960 | 888
200467 | MEMBRANE, SW30HR, 380, FILMTEC | 3000 | 900
200469 | MEMBRANE, SW30, 380, FILMTEC | 2960 | 888
200470 | MEMBRANE, SW30, 8040, FILMTEC | 3656 | 1096.8
200471 | MEMBRANE, SW30, 6040, FILMTEC | 2280 | 684
FILMTEC NANOFILTRATION MEMBRANES
|  | List Price: | Your Net Cost:
Part Number: | Description: | Each
200472 | MEMBRANE, NF90, 2540, FILMTEC | 816 | 244.8
200473 | MEMBRANE, NF90, 4040, FILMTEC | 1120 | 336
200474 | MEMBRANE, NF90, 400, FILMTEC | 2904 | 871.2
200475 | MEMBRANE, NF270, 2540, FILMTEC | 816 | 244.8
200476 | MEMBRANE, NF270, 4040, FILMTEC | 1140 | 342
200477 | MEMBRANE, NF270, 400, FILMTEC | 2904 | 871.2
200478 | MEMBRANE, NF, 2540, FILMTEC | 1504 | 451.2
200479 | MEMBRANE, NF, 4040, FILMTEC | 2152 | 645.6
200480 | MEMBRANE, NF, 400, FILMTEC | 4860 | 1458
HYDRANAUTICS COMMERCIAL MEMBRANES
|  | List Price: | Your Net Cost:
Part Number: | Description: | Each
200481 | MEMBRANE, CPA2, 4040, HYDRANAUTICS | 860 | 258
200482 | MEMBRANE, ESPA1, 4040, HYDRANAUTICS | 880 | 264
200483 | MEMBRANE, ESPA2, 4040, HYDRANAUTICS | 880 | 264
200485 | MEMBRANE, ESPA4, 4040, HYDRANAUTICS | 1080 | 324
200486 | MEMBRANE, ESNA1, LF4040, HYDRANAUTICS | 1040 | 312
HYDRANAUTICS INDUSTRIAL MEMBRANES
|  | List Price: | Your Net Cost:
Part Number: | Description: | Each
200487 | MEMBRANE, CPA2, 8040, HYDRANAUTICS | 1900 | 570
200488 | MEMBRANE, CPA3, 8040, HYDRANAUTICS | 1920 | 576
200490 | MEMBRANE, ESPA1, 8040, HYDRANAUTICS | 2020 | 606
200492 | MEMBRANE, ESPA2, 8040, HYDRANAUTICS | 2060 | 618
200493 | MEMBRANE, ESPA2 MAX, 8040, HYDRANAUTICS | 2160 | 648
200495 | MEMBRANE, ESPA4, 8040, HYDRANAUTICS | 2500 | 750
200496 | MEMBRANE, ESPAB, 8040, HYDRANAUTICS | 2288 | 686.4
200499 | MEMBRANE, LFC3-LD, 8040, HYDRANAUTICS | 2288 | 686.4
200500 | MEMBRANE, ESNA1-LF, 8040, HYDRANAUTICS | 2320 | 696
200501 | MEMBRANE, ESNA1-LF2, 8040, HYDRANAUTICS | 2320 | 696
HYDRANAUTICS SEA WATER MEMBRANES
|  | List Price: | Your Net Cost:
Part Number: | Description: | Each
200505 | MEMBRANE, SWC4+, 8040, HYDRANAUTICS | 2320 | 696
200506 | MEMBRANE, SWC5, 8040, HYDRANAUTICS | 2440 | 732
RESIDENTIAL MEMBRANE HOUSINGS
| 24 / CASE | List Price: | Your Net Cost:
Part Number: | Description: | Each
200507 | VESSEL, PRESSURE, 2012, WHT, ANGLE 1/8" FNPT | 11.34 | 3.402
203552 | VESSEL, PRESSURE, 3012, WHT, ANGLE 3/8" FNPT | 14.85 | 4.455
AXEON PVC PRESSURE VESSELS
|  | List Price: | Your Net Cost:
Part Number: | Description: | Each
200518 | VESSEL, PRESSURE, MEMBRANE, PVC, 2514, 3/8" P X 3/8" C FNPT, AXEON | 138.52 | 41.556
200519 | VESSEL, PRESSURE, MEMBRANE, PVC, 2521, 3/8" P X 3/8" C FNPT, AXEON | 144.44 | 43.332
200520 | VESSEL, PRESSURE, MEMBRANE, PVC, 2540, 3/8" P X 3/8" C FNPT, AXEON | 157.12 | 47.136
200521 | VESSEL, PRESSURE, MEMBRANE, PVC, 4014, 1/2" P X 1/2" C FNPT, AXEON | 221.3082 | 66.3925
200524 | VESSEL, PRESSURE, MEMBRANE, PVC, 4021, 1/2" P X 1/2" C FNPT, AXEON | 247.148 | 74.1444
200525 | VESSEL, PRESSURE, MEMBRANE, PVC, 4021, 1/2" P X 3/4" C FNPT, AXEON | 257.312 | 77.1936
204940 | VESSEL, PRESSURE, MEMBRANE, PVC, 4021, 1/2" P X 1/2" C FNPT, QUAD, AXEON | 261.624 | 78.4872
200527 | VESSEL, PRESSURE, MEMBRANE, PVC, 4040, 1/2" P X 1/2" C FNPT, AXEON | 283.034 | 84.9102
200528 | VESSEL, PRESSURE, MEMBRANE, PVC, 4040, 1/2" P X 3/4" C FNPT, AXEON | 290.084 | 87.0252
200529 | VESSEL, PRESSURE, MEMBRANE, PVC, 4040, 1/2" P X 1" C FNPT, AXEON | 296.256 | 88.8768
200530 | VESSEL, PRESSURE, MEMBRANE, PVC, 4040, 1/2" P X 1/2" C FNPT, QUAD, AXEON | 305.259 | 91.5777
200531 | VESSEL, PRESSURE, MEMBRANE, PVC, 4040, 1/2" P X 3/4" C FNPT, QUAD, AXEON | 315 | 94.5
200533 | VESSEL, PRESSURE, MEMBRANE, PVC, 4040, 1/2" P X 1/2" C FNPT, A, AXEON | 327.911 | 98.3733
200540 | VESSEL, PRESSURE, MEMBRANE, PVC, 4080, 1/2" P X 3/4" C FNPT, AXEON | 410.4225 | 123.1268
200541 | VESSEL, PRESSURE, MEMBRANE, PVC, 4080, 1/2" P X 1" C FNPT, AXEON | 419.8575 | 125.9573
200553 | VESSEL, PRESSURE, MEMBRANE, PVC, 40120, 1/2" P X 1" C FNPT, AXEON | 617.5265 | 185.2579
STAINLESS STEEL (SS) PRESSURE VESSELS
|  | List Price: | Your Net Cost:
Part Number: | Description: | Each
202919 | VESSEL, PRESSURE, MEMBRANE, SS, 2514, 3/8" P X 3/8" C FNPT | 157.55 | 47.265
202920 | VESSEL, PRESSURE, MEMBRANE, SS, 2521, 3/8" P X 3/8" C FNPT | 207.4976 | 62.2493
202921 | VESSEL, PRESSURE, MEMBRANE, SS, 2540, 3/8" P X 3/8" C FNPT | 228.687 | 68.6061
202922 | VESSEL, PRESSURE, MEMBRANE, SS, 4021, 1/2" P X 1/2" C FNPT | 234 | 70.2
202923 | VESSEL, PRESSURE, MEMBRANE, SS, 4040, 1/2" P X 1/2" C FNPT | 276.24 | 82.872
202924 | VESSEL, PRESSURE, MEMBRANE, SS, 4040, 1/2" P X 3/4" C FNPT | 284.8725 | 85.4617
202925 | VESSEL, PRESSURE, MEMBRANE, SS, 4080, 1/2" P X 3/4" C FNPT | 516.672 | 155.0016
202926 | VESSEL, PRESSURE, MEMBRANE, SS, 40120, 1/2" P X 3/4" C FNPT | 655.4736 | 196.6421
FIBERGLASS (FRP) PRESSURE VESSELS
|  | List Price: | Your Net Cost:
Part Number: | Description: | Each
204229 | VESSEL, PRESSURE, MEMBRANE, 300 PSI, FRP-300E, 2521, 3/8"P X 3/8"C FNPT, ROPV | 247.5 | 74.25
204230 | VESSEL, PRESSURE, MEMBRANE, 300 PSI, FRP-300E, 2540, 3/8"P X 3/8"C FNPT, ROPV | 261 | 78.3
202929 | VESSEL, PRESSURE, MEMBRANE, 300 PSI, FRP-300E, 4040, 1/2" P X 3/4" C FNPT, ROPV | 257.04 | 77.112
202930 | VESSEL, PRESSURE, MEMBRANE, 300 PSI, FRP-300E, 4080, 1/2" P X 3/4" C FNPT, ROPV | 428.4875 | 128.5462
202052 | VESSEL, PRESSURE, MEMBRANE, 1000 PSI, FRP, 2521, 3/8" P X 3/8" C FNPT | 625.5 | 187.65
202053 | VESSEL, PRESSURE, MEMBRANE, 1000 PSI, FRP, 2540, 3/8" P X 3/8" C FNPT | 945 | 283.5
2.5" PVC PRESSURE VESSEL COMPONENTS
|  | List Price: | Your Net Cost:
Part Number: | Description: | Each
200591 | END PLUG, OPEN, GTX, 2.5", 3/8" FNPT, PVC, AXEON | 24.84 | 7.452
200592 | END PLUG, CLOSED, GTX, 2.5", 3/8" FNPT, PVC, AXEON | 24.15 | 7.245
201731 | O-RING, 1/2", PVC, HOUSING, AXEON PVC | 0.45 | 0.135
201730 | O-RING, 2.5", AXEON PVC | 1 | 0.3
205822 | KIT, SNAP RING, LOCKING WEDGE, SCREW, 2.5”, PVC, AXEON | 10.97 | 3.291
205803 | SNAP RING, DELRIN, LOCKING, 2.5", PVC, AXEON | 5.81 | 1.743
205805 | WEDGE, LOCKING, 2.5", PVC, AXEON | 3.22 | 0.966
205807 | SCREW, FLATHEAD, 6-32 X 5/16", SS | 0.3 | 0.09
205906 | KIT, O-RING, 2.5", 2PCS., SILICONE, ARROW LABEL, PVC, AXEON | 7.15 | 2.145
200595 | WRENCH, HOUSING, AXEON, 2.5" | 26.8272 | 8.0482
4" PVC PRESSURE VESSEL COMPONENTS
|  | List Price: | Your Net Cost:
Part Number: | Description: | Each
200596 | END PLUG, OPEN, GTX, 4", 1/2" FNPT, AXEON PVC | 29.84 | 8.952
200597 | END PLUG, CLOSED, GTX, 4", 1/2" FNPT, AXEON PVC | 29.36 | 8.808
205824 | END PLUG, OPEN, GTX, 4", 3/4" FNPT, AXEON PVC | 31.5 | 9.45
205825 | END PLUG, CLOSED, GTX, 4", 3/4" FNPT, AXEON PVC | 31.03 | 9.309
201731 | O-RING, 1/2", AXEON PVC | 0.45 | 0.135
201729 | O-RING, 4", AXEON PVC | 2 | 0.6
205823 | KIT, SNAP RING, LOCKING WEDGE, SCREW, 4.0”, PVC, AXEON | 14.49 | 4.347
205804 | SNAP RING, DELRIN, LOCKING, 4.0", PVC, AXEON | 6.83 | 2.049
205806 | WEDGE, LOCKING, 4.0", PVC, AXEON | 3.36 | 1.008
205807 | SCREW, FLATHEAD, 6-32 X 5/16", SS | 0.3 | 0.09
205079 | KIT, O-RING, 4", 2PCS., SILICONE, ARROW LABEL, AXEON PVC | 7.5 | 2.25
200600 | WRENCH, HOUSING, AXEON, 4" | 32.3 | 9.69
2.5" STAINLESS STEEL PRESSURE VESSEL COMPONENTS
|  | List Price: | Your Net Cost:
Part Number: | Description: | Each
201534 | END PLUG, NYLON, 2.5", 3/8" P X 3/8" C FNPT, SS | 12.375 | 3.7125
200602 | CLAMP, TRUE, SS, 2.5", FASTENERS, SS | 17.28 | 5.184
202936 | O-RING, 1/2", SS | 1.296 | 0.3888
202147 | O-RING, 2.5", SS | 1.728 | 0.5184
4" STAINLESS STEEL PRESSURE VESSEL COMPONENTS
|  | List Price: | Your Net Cost:
Part Number: | Description: | Each
201535 | END PLUG, NYLON, 4", 1/2" P X 1/2" C FNPT, SS | 24.625 | 7.3875
201536 | END PLUG, NYLON, 4", 1/2" P X 3/4" C FNPT, SS | 26.595 | 7.9785
200605 | CLAMP, TRUE, SS, 4", FASTENERS, SS | 25.92 | 7.776
202936 | O-RING, 1/2", SS | 1.08 | 0.324
202148 | O-RING, 4", SS | 1.728 | 0.5184
2.5" FIBERGLASS PRESSURE VESSEL COMPONENTS
|  | List Price: | Your Net Cost:
Part Number: | Description: | Each
205839 | END PLUG, 2.5", 1/4" SINGLE PORT, FRP-1000, COMPOSITE CONCEPTS | 120 | 36
205840 | END PLUG, 2.5", 1/4" DOUBLE PORT, FRP-1000, COMPOSITE CONCEPTS | 120 | 36
205841 | RING, RETAINING, PORT, SS, FRP-1000, COMPOSITE CONCEPTS | 6 | 1.8
205842 | PLATE, BEARING, SINGLE PORT, FRP-1000, COMPOSITE CONCEPTS | 90 | 27
205843 | PLATE, BEARING, DOUBLE PORT, FRP-1000, COMPOSITE CONCEPTS | 90 | 27
205845 | CLAMP, 2.5", FRP-1000, COMPOSITE CONCEPTS | 72 | 21.6
205838 | O-RING, 1/4", FRP-1000, COMPOSITE CONCEPTS | 2.1 | 0.63
205837 | O-RING, 2.5", FRP-1000, COMPOSITE CONCEPTS | 6 | 1.8
205836 | O-RING, 1/2", FRP-1000, COMPOSITE CONCEPTS | 3 | 0.9
4" FIBERGLASS PRESSURE VESSEL COMPONENTS
|  | List Price: | Your Net Cost:
Part Number: | Description: | Each
205891 | END PLUG, ABS, 4", 1/2" P X 3/4" C FNPT, FRP-300E | 25.2 | 7.56
205892 | ADAPTER, ABS, EXTENSION, MALE, FRP-300E | 10.5 | 3.15
205893 | CLAMP, TRUE-LOCK, 304SS, 4", FRP-300E | 25.2 | 7.56
205894 | SCREW, TRUE-LOCK, M6X20, 304SS, FASTENER, FRP-300E | 21.6 | 6.48
205895 | O-RING, EPDM, 1/2", FRP-300E | 1.728 | 0.5184
205896 | O-RING, EPDM, 4", FRP-300E | 4.32 | 1.296
PRESSURE VESSEL CLAMPS & COUPLERS
|  | List Price: | Your Net Cost:
Part Number: | Description: | Each
200586 | CLAMP, SADDLE, NYLON, BLK, 2.5", PVC | 8.1 | 2.43
200587 | CLAMP, HOSE, STAINLESS, 2.5", SS | 5.04 | 1.512
200588 | CLAMP, SADDLE, NYLON, BLK, 4", PVC/FRP | 11.4075 | 3.4223
200589 | CLAMP, SADDLE, NYLON, BLK, 4", SS | 11.4075 | 3.4223
203624 | CLAMP, CLIC, #80, GRAY, 2.5", PVC/SS/FRP | 38.7072 | 11.6122
203625 | CLAMP, CLIC, #113, GRAY, 4", PVC/SS/FRP | 68.4288 | 20.5286
205890 | CLAMP, SADDLE, RUBBER, STRAP, SCREW, 304SS, 4", FRP-300E | 10.8 | 3.24
205627 | COUPLER, VICTAULIC, 600 PSI, SS, 1" | 82.74 | 24.822
205117 | COUPLER, VICTAULIC, 600 PSI, SS, 1.25" | 82.74 | 24.822
205766 | COUPLER, VICTAULIC, 600 PSI, SS, 1.5" | 96.6 | 28.98
205767 | COUPLER, VICTAULIC, 600 PSI, SS, 2" | 109.2 | 32.76
ADAPTERS & ACCESSORIES
|  | List Price: | Your Net Cost:
Part Number: | Description: | Each
200610 | ADAPTER, MEM, DESAL | 23.5 | 7.05
200614 | ADAPTER, MEM, FEMALE TO MALE "A" | 20 | 6
200615 | ADAPTER, MEM, INTERCONNECTOR | 24.5 | 7.35
201429 | ADAPTER, MEM, MALE TO FEMALE, GE | 20.625 | 6.1875
206073 | ADAPTER, MEM, FEMALE TO FEMALE, 3.89", GE, AXEON | 28.125 | 8.4375
203774 | LUBRICANT, SILICONE, DC111, 6 GRAMS | 4.5 | 1.35
200617 | LUBRICANT, SILICONE, 5.3 OZ. | 66.2688 | 19.8806
201911 | CAP, PLUG, RED, 1/4" | 0.648 | 0.1944
201913 | CAP, PLUG, RED, 3/8" | 0.8208 | 0.24624
201910 | CAP, PLUG, RED, 1/2" | 0.8208 | 0.24624
201912 | CAP, PLUG, RED, 3/4" | 0.864 | 0.2592
201909 | CAP, PLUG, RED, 1" | 0.9936 | 0.29808
202374 | LABEL, ARROWS, BLK/WHT, 2" x 4" | 0.3888 | 0.11664
10" INLINE SEDIMENT FILTERS
| 25 / CASE | List Price: | Your Net Cost:
Part Number: | Description: | Each
200618 | CARTRIDGE, SEDIMENT, INLINE, 10", 1/4" FNPT | 11.88 | 3.564
2.5" x 10" POLYPROPYLENE SEDIMENT FILTERS
| 50 / CASE | List Price: | Your Net Cost:
Part Number: | Description: | Each
200620 | CARTRIDGE, SEDIMENT, POLYPRO, 2.5" X 10", 1 MIC | 2.808 | 0.8424
200621 | CARTRIDGE, SEDIMENT, POLYPRO, 2.5" X 10", 5 MIC | 2.6352 | 0.79056
200622 | CARTRIDGE, SEDIMENT, POLYPRO, 2.5" X 10", 10 MIC | 2.808 | 0.8424
200623 | CARTRIDGE, SEDIMENT, POLYPRO, 2.5" X 10", 25 MIC | 2.808 | 0.8424
2.5" x 20" POLYPROPYLENE SEDIMENT FILTERS
| 25 / CASE | List Price: | Your Net Cost:
Part Number: | Description: | Each
200625 | CARTRIDGE, SEDIMENT, POLYPRO, 2.5" X 20", 1 MIC | 6.12 | 1.836
200626 | CARTRIDGE, SEDIMENT, POLYPRO, 2.5" X 20", 5 MIC | 6.1299 | 1.839
200627 | CARTRIDGE, SEDIMENT, POLYPRO, 2.5" X 20", 10 MIC | 6.12 | 1.836
200628 | CARTRIDGE, SEDIMENT, POLYPRO, 2.5" X 20", 25 MIC | 6.12 | 1.836
2.5" x 40" POLYPROPYLENE SEDIMENT FILTERS
| 12 / CASE | List Price: | Your Net Cost:
Part Number: | Description: | Each
200630 | CARTRIDGE, SEDIMENT, POLYPRO, 2.5" X 40", 1 MIC | 14.625 | 4.3875
200631 | CARTRIDGE, SEDIMENT, POLYPRO, 2.5" X 40", 5 MIC | 14.6132 | 4.384
201930 | CARTRIDGE, SEDIMENT, POLYPRO, 2.5" X 40", 10 MIC | 14.625 | 4.3875
200632 | CARTRIDGE, SEDIMENT, POLYPRO, 2.5" X 40", 25 MIC | 14.625 | 4.3875
200633 | CARTRIDGE, SEDIMENT, POLYPRO, 2.5" X 40", 50 MIC | 14.625 | 4.3875
203301 | CARTRIDGE, SEDIMENT, POLYPRO, 2.5" X 40", 75 MIC | 2.925 | 0.8775
4.5" x 10" POLYPROPYLENE SEDIMENT FILTERS
| 24 / CASE | List Price: | Your Net Cost:
Part Number: | Description: | Each
200634 | CARTRIDGE, SEDIMENT, POLYPRO, 4.5" X 10", 1 MIC | 16.425 | 4.9275
200635 | CARTRIDGE, SEDIMENT, POLYPRO, 4.5" X 10", 5 MIC | 16.814 | 5.0442
200636 | CARTRIDGE, SEDIMENT, POLYPRO, 4.5" X 10", 10 MIC | 15.75 | 4.725
200637 | CARTRIDGE, SEDIMENT, POLYPRO, 4.5" X 10", 25 MIC | 15.75 | 4.725
4.5" x 20" POLYPROPYLENE SEDIMENT FILTERS
| 12 / CASE | List Price: | Your Net Cost:
Part Number: | Description: | Each
200639 | CARTRIDGE, SEDIMENT, POLYPRO, 4.5" X 20", 1 MIC | 32.85 | 9.855
200640 | CARTRIDGE, SEDIMENT, POLYPRO, 4.5" X 20", 5 MIC | 34.3612 | 10.3083
200641 | CARTRIDGE, SEDIMENT, POLYPRO, 4.5" X 20", 10 MIC | 31.95 | 9.585
200642 | CARTRIDGE, SEDIMENT, POLYPRO, 4.5" X 20", 25 MIC | 31.95 | 9.585
2.5" x 10" PLEATED SEDIMENT FILTERS
| 24 / CASE | List Price: | Your Net Cost:
Part Number: | Description: | Each
203302 | CARTRIDGE, SEDIMENT, PLEATED, 2.5" X 10", 1 MIC ABS | 26.1 | 7.83
203303 | CARTRIDGE, SEDIMENT, PLEATED, 2.5" X 10", 1 MIC | 13.095 | 3.9285
203304 | CARTRIDGE, SEDIMENT, PLEATED, 2.5" X 10", 5 MIC | 12.51 | 3.753
203305 | CARTRIDGE, SEDIMENT, PLEATED, 2.5" X 10", 10 MIC | 12.105 | 3.6315
203306 | CARTRIDGE, SEDIMENT, PLEATED, 2.5" X 10", 20 MIC | 11.61 | 3.483
203307 | CARTRIDGE, SEDIMENT, PLEATED, 2.5" X 10", 50 MIC | 11.16 | 3.348
203308 | CARTRIDGE, SEDIMENT, PLEATED, 2.5" X 10", 100 MIC | 10.755 | 3.2265
2.5" x 20" PLEATED SEDIMENT FILTERS
| 24 / CASE | List Price: | Your Net Cost:
Part Number: | Description: | Each
203309 | CARTRIDGE, SEDIMENT, PLEATED, 2.5" X 20", 1 MIC ABS | 51.12 | 15.336
203310 | CARTRIDGE, SEDIMENT, PLEATED, 2.5" X 20", 1 MIC | 43.2 | 12.96
203311 | CARTRIDGE, SEDIMENT, PLEATED, 2.5" X 20", 5 MIC | 42.48 | 12.744
203312 | CARTRIDGE, SEDIMENT, PLEATED, 2.5" X 20", 10 MIC | 40.41 | 12.123
203313 | CARTRIDGE, SEDIMENT, PLEATED, 2.5" X 20", 20 MIC | 39.375 | 11.8125
203314 | CARTRIDGE, SEDIMENT, PLEATED, 2.5" X 20", 50 MIC | 36.495 | 10.9485
203315 | CARTRIDGE, SEDIMENT, PLEATED, 2.5" X 20", 100 MIC | 35.145 | 10.5435
4.5" x 10" PLEATED SEDIMENT FILTERS
| 8 / CASE | List Price: | Your Net Cost:
Part Number: | Description: | Each
203316 | CARTRIDGE, SEDIMENT, PLEATED, 4.5" X 10", 1 MIC ABS | 60.66 | 18.198
200644 | CARTRIDGE, SEDIMENT, PLEATED, 4.5" X 10", 1 MIC | 30.96 | 9.288
200645 | CARTRIDGE, SEDIMENT, PLEATED, 4.5" X 10", 5 MIC | 29.565 | 8.8695
200646 | CARTRIDGE, SEDIMENT, PLEATED, 4.5" X 10", 10 MIC | 30.285 | 9.0855
200647 | CARTRIDGE, SEDIMENT, PLEATED, 4.5" X 10", 20 MIC | 26.46 | 7.938
200648 | CARTRIDGE, SEDIMENT, PLEATED, 4.5" X 10", 50 MIC | 24.3 | 7.29
203317 | CARTRIDGE, SEDIMENT, PLEATED, 4.5" X 10", 100 MIC | 22.14 | 6.642
4.5" x 20" PLEATED SEDIMENT FILTERS
| 4 / CASE | List Price: | Your Net Cost:
Part Number: | Description: | Each
203318 | CARTRIDGE, SEDIMENT, PLEATED, 4.5" X 20", 1 MIC ABS | 100.26 | 30.078
200649 | CARTRIDGE, SEDIMENT, PLEATED, 4.5" X 20", 1 MIC | 56.115 | 16.8345
200650 | CARTRIDGE, SEDIMENT, PLEATED, 4.5" X 20", 5 MIC | 48.42 | 14.526
200651 | CARTRIDGE, SEDIMENT, PLEATED, 4.5" X 20", 10 MIC | 46.98 | 14.094
200652 | CARTRIDGE, SEDIMENT, PLEATED, 4.5" X 20", 20 MIC | 49.41 | 14.823
200653 | CARTRIDGE, SEDIMENT, PLEATED, 4.5" X 20", 50 MIC | 41.085 | 12.3255
203319 | CARTRIDGE, SEDIMENT, PLEATED, 4.5" X 20", 200 MIC | 41.085 | 12.3255
10" INLINE CARBONS
| 25 / CASE | List Price: | Your Net Cost:
Part Number: | Description: | Each
200654 | CARTRIDGE, CARBON, INLINE, 10", 1/4" FNPT | 10.44 | 3.132
2.5" x 10" CARBON BLOCKS
| 20 / CASE | List Price: | Your Net Cost:
Part Number: | Description: | Each
201928 | CARTRIDGE, CARBON, BLOCK, 2.5" X 10", 1 MIC | 11.295 | 3.3885
200656 | CARTRIDGE, CARBON, BLOCK, 2.5" X 10", 5 MIC | 9.675 | 2.9025
200658 | CARTRIDGE, CARBON, BLOCK, 2.5" X 10", 10 MIC | 9.675 | 2.9025
201384 | CARTRIDGE, CARBON, BLOCK, 2.5" X 10", 5 MIC, KX MATRIKX | 13.365 | 4.0095
2.5" x 20" CARBON BLOCKS
| 12 / CASE | List Price: | Your Net Cost:
Part Number: | Description: | Each
201929 | CARTRIDGE, CARBON, BLOCK, 2.5" x 20", 1 MIC | 20.16 | 6.048
200657 | CARTRIDGE, CARBON, BLOCK, 2.5" x 20", 5 MIC | 19.215 | 5.7645
200659 | CARTRIDGE, CARBON, BLOCK, 2.5" x 20", 10 MIC | 19.215 | 5.7645
200665 | CARTRIDGE, CARBON, BLOCK, 2.5" X 20", 5 MIC, KX MATRIKX | 49.5 | 14.85
4.5" x 10" CARBON BLOCKS
| 12 / CASE | List Price: | Your Net Cost:
Part Number: | Description: | Each
201669 | CARTRIDGE, CARBON, BLOCK, 4.5" x 10", 1 MIC | 33.075 | 9.9225
200660 | CARTRIDGE, CARBON, BLOCK, 4.5" x 10", 5 MIC | 30.825 | 9.2475
200662 | CARTRIDGE, CARBON, BLOCK, 4.5" x 10", 10 MIC | 30.825 | 9.2475
201385 | CARTRIDGE, CARBON, BLOCK, 4.5" X 10", 5 MIC, KX MATRIKX | 66.195 | 19.8585
4.5" x 20" CARBON BLOCKS
| 6 / CASE | List Price: | Your Net Cost:
Part Number: | Description: | Each
201925 | CARTRIDGE, CARBON, BLOCK, 4.5" x 20", 1 MIC | 62.415 | 18.7245
200661 | CARTRIDGE, CARBON, BLOCK, 4.5" x 20", 5 MIC | 60.21 | 18.063
200663 | CARTRIDGE, CARBON, BLOCK, 4.5" x 20", 10 MIC | 60.21 | 18.063
9/CASE
200667 | CARTRIDGE, CARBON, BLOCK, 4.5" X 20", 5 MIC, KX MATRIKX | 129.465 | 38.8395
GAC CARTRIDGES
|  | List Price: | Your Net Cost:
Part Number: | Description: | Each
200668 | CARTRIDGE, CARBON, GAC, 2.5" X 10" | 30.456 | 9.1368
200669 | CARTRIDGE, CARBON, GAC, 2.5" X 20" | 44.1072 | 13.2322
200670 | CARTRIDGE, CARBON, GAC, 4.5" X 10" | 42.6384 | 12.7915
200671 | CARTRIDGE, CARBON, GAC, 4.5" X 20" | 90.4608 | 27.1382
205495 | CARTRIDGE, CARBON, GACC, 4" X 21" | 108.2525 | 32.4757
KDF 55 / GAC CARTRIDGES
|  | List Price: | Your Net Cost:
Part Number: | Description: | Each
200676 | CARTRIDGE, KDF55 1 LB, GAC, 2.5" X 10" | 63.7632 | 19.129
200677 | CARTRIDGE, KDF55 2 LBS, GAC, 2.5" X 20" | 91.4976 | 27.4493
200678 | CARTRIDGE, KDF55 2 LBS, GAC, 4.5" X 10" | 97.2 | 29.16
200679 | CARTRIDGE, KDF55 4 LBS, GAC, 4.5" X 20" | 153.8352 | 46.1506
KDF 85 / GAC CARTRIDGES
|  | List Price: | Your Net Cost:
Part Number: | Description: | Each
201826 | CARTRIDGE, KDF85 1 LB, GAC, 2.5" X 10" | 64.6845 | 19.4053
201827 | CARTRIDGE, KDF85 2 LB, GAC, 2.5" X 20" | 96.2655 | 28.8797
201828 | CARTRIDGE, KDF85 2 LB, GAC, 4.5" X 10" | 118.7115 | 35.6135
201829 | CARTRIDGE, KDF85 4 LB, GAC, 4.5" X 10" | 177.4365 | 53.2309
POLYPHOSPHATE CARTRIDGES
|  | List Price: | Your Net Cost:
Part Number: | Description: | Each
200680 | CARTRIDGE, POLYPHOSPHATE, 2.5" X 10" | 126.6192 | 37.9858
200681 | CARTRIDGE, POLYPHOSPHATE, 2.5" X 20" | 162.9936 | 48.8981
200682 | CARTRIDGE, POLYPHOSPHATE, 4.5" X 10" | 169.992 | 50.9976
200683 | CARTRIDGE, POLYPHOSPHATE, 4.5" X 20" | 279.7632 | 83.929
POLYPHOSPHATE / GAC CARTRIDGES
|  | List Price: | Your Net Cost:
Part Number: | Description: | Each
201404 | CARTRIDGE, POLYPHOSPHATE, GAC, 2.5" X 10" | 55.3392 | 16.6018
201405 | CARTRIDGE, POLYPHOSPHATE, GAC, 2.5" X 20" | 85.9248 | 25.7774
201406 | CARTRIDGE, POLYPHOSPHATE, GAC, 4.5" X 10" | 96.2496 | 28.8749
201407 | CARTRIDGE, POLYPHOSPHATE, GAC, 4.5" X 20" | 152.5392 | 45.7618
CALCITE CARTRIDGES
|  | List Price: | Your Net Cost:
Part Number: | Description: | Each
200684 | CARTRIDGE, CALCITE, 2.5" X 10" | 16.5888 | 4.9766
200685 | CARTRIDGE, CALCITE, 2.5" X 20" | 25.3584 | 7.6075
200686 | CARTRIDGE, CALCITE, 4.5" X 10" | 43.4592 | 13.0378
200687 | CARTRIDGE, CALCITE, 4.5" X 20" | 46.656 | 13.9968
SOFTENING CARTRIDGES
|  | List Price: | Your Net Cost:
Part Number: | Description: | Each
200688 | CARTRIDGE, SOFTENING, 2.5" X 10" | 17.928 | 5.3784
200689 | CARTRIDGE, SOFTENING, 2.5" X 20" | 58.7088 | 17.6126
200690 | CARTRIDGE, SOFTENING, 4.5" X 10" | 47.4941 | 14.2482
200691 | CARTRIDGE, SOFTENING, 4.5" X 20" | 70.9258 | 21.2777
MIXED BED DI CARTRIDGES
|  | List Price: | Your Net Cost:
Part Number: | Description: | Each
200692 | CARTRIDGE, MIXED BED DI, 2.5" X 10" | 23.6736 | 7.1021
200693 | CARTRIDGE, MIXED BED DI, 2.5" X 20" | 57.2832 | 17.185
200694 | CARTRIDGE, MIXED BED DI, 4.5" X 10" | 66.0614 | 19.8184
200695 | CARTRIDGE, MIXED BED DI, 4.5" X 20" | 129.4704 | 38.8411
200696 | CARTRIDGE, MIXED BED DI, 2.5" X 21" | 136.3073 | 40.8922
200697 | CARTRIDGE, MIXED BED DI, 2.5" X 40" | 165.1695 | 49.5508
200698 | CARTRIDGE, MIXED BED DI, 4" X 21" | 184.8445 | 55.4534
200699 | CARTRIDGE, MIXED BED DI, 4" X 40" | 247.2018 | 74.1605
RE-FILLABLE CARTRIDGES
|  | List Price: | Your Net Cost:
Part Number: | Description: | Each
200700 | CARTRIDGE, RE-FILLABLE, 2.5" x 10" | 9.99 | 2.997
200701 | CARTRIDGE, RE-FILLABLE, 2.5" x 20" | 16.65 | 4.995
200702 | CARTRIDGE, RE-FILLABLE, 4.5" x 10" | 18 | 5.4
200703 | CARTRIDGE, RE-FILLABLE, 4.5" x 20" | 29.16 | 8.748
200704 | CARTRIDGE, RE-FILLABLE, 2.5" X 21", AXEON | 81.5184 | 24.4555
200705 | CARTRIDGE, RE-FILLABLE, 2.5" X 40", AXEON | 88.8278 | 26.6484
200706 | CARTRIDGE, RE-FILLABLE, 4" X 21", AXEON | 99.8784 | 29.9635
200707 | CARTRIDGE, RE-FILLABLE, 4" X 40", AXEON | 107.8704 | 32.3611
BAG FILTERS
|  | List Price: | Your Net Cost:
Part Number: | Description: | Each
200708 | CARTRIDGE, FILTER, BAG, 18", 1 MIC, FSI | 17.325 | 5.1975
200709 | CARTRIDGE, FILTER, BAG, 18", 5 MIC, FSI | 15.21 | 4.563
200710 | CARTRIDGE, FILTER, BAG, 18", 10 MIC, FSI | 15.75 | 4.725
200711 | CARTRIDGE, FILTER, BAG, 18", 25 MIC, FSI | 17.505 | 5.2515
200712 | CARTRIDGE, FILTER, BAG, 18", 50 MIC, FSI | 18.54 | 5.562
200713 | CARTRIDGE, FILTER, BAG, 32", 1 MIC, ROSEDALE | 39.465 | 11.8395
200714 | CARTRIDGE, FILTER, BAG, 32", 5 MIC, ROSEDALE | 26.46 | 7.938
200715 | CARTRIDGE, FILTER, BAG, 32", 10 MIC, ROSEDALE | 26.775 | 8.0325
200716 | CARTRIDGE, FILTER, BAG, 32", 25 MIC, ROSEDALE | 27.9 | 8.37
200717 | CARTRIDGE, FILTER, BAG, 32", 50 MIC, ROSEDALE | 29.25 | 8.775
2.5" x 10" FILTER HOUSINGS
| 12 / CASE | List Price: | Your Net Cost:
Part Number: | Description: | Each
200719 | HOUSING, FILTER, WHT/WHT, 2.5" x 10", DBL O-RING, 1/4" FNPT | 17.6375 | 5.2912
200720 | HOUSING, FILTER, WHT/WHT, 2.5" x 10", DBL O-RING, 3/8" FNPT | 18.7995 | 5.6399
200721 | HOUSING, FILTER, WHT/WHT, 2.5" x 10", DBL O-RING, 1/2" FNPT | 20.75 | 6.225
200722 | HOUSING, FILTER, WHT/WHT, 2.5" x 10", DBL O-RING, 3/4" FNPT | 20.75 | 6.225
200718 | HOUSING, FILTER, WHT/WHT, 2.5" x 10", FLAT CAP, SGL O-RING, 1/4" FNPT | 21.1235 | 6.337
203614 | HOUSING, FILTER, WHT/WHT, 2.5" x 10", FLAT CAP, SGL O-RING, 3/8" FNPT | 21.1235 | 6.337
205880 | HOUSING, FILTER, BLK/OPAQUE, 2.5" X 10", NPR, SGL O-RING, 1/2" FNPT, PENTEK | 32.868 | 9.8604
2.5" x 20" FILTER HOUSINGS
| 6 / CASE | List Price: | Your Net Cost:
Part Number: | Description: | Each
200723 | HOUSING, FILTER, WHT/WHT, 2.5" X 20", DBL O-RING, 1/4" FNPT | 49.3435 | 14.8031
200724 | HOUSING, FILTER, WHT/WHT, 2.5" X 20", DBL O-RING, 3/8" FNPT | 49.3435 | 14.8031
200725 | HOUSING, FILTER, WHT/WHT, 2.5" X 20", DBL O-RING, 1/2" FNPT | 50.4 | 15.12
200726 | HOUSING, FILTER, WHT/WHT, 2.5" X 20", DBL O-RING, 3/4" FNPT | 60.7392 | 18.2218
4.5" x 10" FILTER HOUSINGS
| 4 / CASE | List Price: | Your Net Cost:
Part Number: | Description: | Each
200727 | HOUSING, FILTER, BLK/GRY, 4.5" X 10", DBL O-RING, 3/4" FNPT | 66.0265 | 19.808
200728 | HOUSING, FILTER, BLK/GRY, 4.5" X 10", DBL O-RING, 1" FNPT | 66.0265 | 19.808
200729 | HOUSING, FILTER, BLK/GRY, 4.5" X 10", DBL O-RING, 1-1/2" FNPT | 72.625 | 21.7875
203646 | HOUSING, FILTER, BLK/BLU, 4.5" X 10", NPR, SGL O-RING, 3/4" FNPT, PENTEK | 69.222 | 20.7666
203648 | HOUSING, FILTER, BLK/BLU, 4.5" X 10", NPR, SGL O-RING, 1" FNPT, PENTEK | 69.222 | 20.7666
203650 | HOUSING, FILTER, BLK/BLU, 4.5" X 10", NPR, SGL O-RING, 1-1/2" FNPT, PENTEK | 78.0615 | 23.4184
4.5" x 20" FILTER HOUSINGS
| 4 / CASE | List Price: | Your Net Cost:
Part Number: | Description: | Each
200730 | HOUSING, FILTER, BLK/GRY, 4.5" X 20", DBL O-RING, 3/4" FNPT | 90.055 | 27.0165
200731 | HOUSING, FILTER, BLK/GRY, 4.5" X 20", DBL O-RING, 1" FNPT | 90.055 | 27.0165
200732 | HOUSING, FILTER, BLK/GRY, 4.5" X 20", DBL O-RING, 1-1/2" FNPT | 99.0605 | 29.7182
203647 | HOUSING, FILTER, BLK/BLU, 4.5" X 20", NPR, SGL O-RING, 3/4" FNPT, PENTEK | 101.177 | 30.3531
203649 | HOUSING, FILTER, BLK/BLU, 4.5" X 20", NPR, SGL O-RING, 1" FNPT, PENTEK | 106.489 | 31.9467
203651 | HOUSING, FILTER, BLK/BLU, 4.5" X 20", NPR, SGL O-RING, 1-1/2" FNPT, PENTEK | 107.4435 | 32.233
FILTER HOUSING WRENCHES & O-RINGS
|  | List Price: | Your Net Cost:
Part Number: | Description: | Each
200733 | WRENCH, HOUSING, FILTER, DBL O-RING, 360 DEG, 2.5" | 3.575 | 1.0725
200734 | WRENCH, HOUSING, FILTER, DBL O-RING, 360 DEG, 4.5" | 8.35 | 2.505
205950 | WRENCH, HOUSING, FILTER, SGL O-RING, 360 DEG, 4.5" X 10", PENTEK | 9 | 2.7
205645 | WRENCH, HOUSING, FILTER, SGL O-RING, 360 DEG, 4.5" X 20", PENTEK | 9 | 2.7
200735 | O-RING, HOUSING, FILTER, SGL, 2.5" | 1.32 | 0.396
200736 | O-RING, HOUSING, FILTER, DBL, 2.5" | 2.22 | 0.666
200738 | O-RING, HOUSING, FILTER, DBL, 4.5" | 4.995 | 1.4985
203652 | O-RING, HOUSING, FILTER, SGL, 2.5", PENTEK | 1.755 | 0.5265
203653 | O-RING, HOUSING, FILTER, SGL, 2.5", FOR 3/4" FNPT HSG ONLY, PENTEK | 3.24 | 0.972
203654 | O-RING, HOUSING, FILTER, SGL, 4.5", PENTEK | 3.51 | 1.053
BAG FILTER HOUSINGS
|  | List Price: | Your Net Cost:
Part Number: | Description: | Each
200739 | HOUSING, FILTER, BAG, 2" FNPT, 18", FSI | 853.2864 | 255.9859
200740 | LEGS, PLASTIC, HOUSING, FILTER, BAG, FSI | 71.28 | 21.384
200741 | GAUGE, HOUSING, FILTER, BAG, 6-8 PSI, FSI | 77.76 | 23.328
203320 | STAND, SS, HOUSING, FILTER, BAG, FSI | 510.9264 | 153.2779
203321 | BASKET, HOUSING, FILTER, BAG, FSI | 157.9392 | 47.3818
202089 | O-RING, BUNA, HOUSING, FILTER, BAG, FSI | 21.7728 | 6.5318
200742 | HOUSING, FILTER, BAG, 2" FNPT, 32", ROSEDALE | 5433.48 | 1630.044
200744 | MOUNT, DELRIN, HOUSING, FILTER, BAG, ROSEDALE | 602.64 | 180.792
200743 | BASKET, HOUSING, FILTER, BAG, ROSEDALE | 570.24 | 171.072
203322 | BASKET, HOLD DOWN, HOUSING, FILTER, BAG, ROSEDALE | 239.76 | 71.928
203323 | GASKET, HOUSING, FILTER, BAG, ROSEDALE | 73.44 | 22.032
MULTI-CARTRIDGE FILTER HOUSINGS
|  | List Price: | Your Net Cost:
Part Number: | Description: | Each
205813 | HOUSING, MULTI-CART, SS 316L, 7 RND 10", 150 PSI, 2" NPT, HYDRONIX | 2381.184 | 714.3552
205814 | HOUSING, MULTI-CART, SS 316L, 7 RND 20", 150 PSI, 2" NPT, HYDRONIX | 2738.3616 | 821.5085
205815 | HOUSING, MULTI-CART, SS 316L, 7 RND 30", 150 PSI, 2" NPT, HYDRONIX | 3452.7168 | 1035.815
205816 | HOUSING, MULTI-CART, SS 316L, 7 RND 40", 150 PSI, 2" NPT, HYDRONIX | 3931.2 | 1179.36
205809 | CUP, HOUSING, MULTI-CART, HYDRONIX | 47.0016 | 14.1005
205810 | O-RING, HOUSING, MULTI-CART, HYDRONIX | 180.8352 | 54.2506
205811 | SPRING, HOUSING, MULTI-CART, HYDRONIX | 22.248 | 6.6744
205812 | PLATE, TOP, HOUSING, MULTI-CART, HYDRONIX | 173.7072 | 52.1122
SINGLE BRACKETS
|  | List Price: | Your Net Cost:
Part Number: | Description: | Each
200746 | BRACKET, PLASTIC, WHITE, SINGLE, 2.5" | 2.385 | 0.7155
201923 | BRACKET, STEEL, WHITE, SINGLE, 4.5" | 19.305 | 5.7915
DOUBLE BRACKETS
|  | List Price: | Your Net Cost:
Part Number: | Description: | Each
200748 | BRACKET, PLASTIC, WHITE, DOUBLE, 2.5" | 6.165 | 1.8495
203331 | BRACKET, STEEL, WHITE, DOUBLE, 4.5" | 43.7184 | 13.1155
TRIPLE BRACKETS
|  | List Price: | Your Net Cost:
Part Number: | Description: | Each
200750 | BRACKET, PLASTIC, WHITE, TRIPLE, 2.5" | 8.1 | 2.43
200751 | BRACKET, STEEL, WHITE, TRIPLE, 2.5" | 70.11 | 21.033
202305 | BRACKET, STEEL, WHITE, TRIPLE, 4.5" | 79.92 | 23.976
201475 | FRAME, STEEL, WHITE, TRIPLE, BRACKET, 2.5" X 10" | 194.4 | 58.32
201979 | FRAME, STEEL, WHITE, TRIPLE, BRACKET, 2.5" X 20" | 202.4784 | 60.7435
CLIPS & HARDWARE
|  | List Price: | Your Net Cost:
Part Number: | Description: | Each
201482 | CLIP, WHITE, SINGLE, 2" | 0.765 | 0.2295
200753 | CLIP, WHITE, SINGLE, 2.5" | 0.765 | 0.2295
200754 | CLIP, WHITE, DOUBLE, 2.5" X 2" | 0.72 | 0.216
203834 | CLIP, WHITE, DOUBLE, 2.5" X 2.5" | 0.81 | 0.243
200755 | SCREW, PAN HEAD, SS, #10 x 3/4" | 0.3 | 0.09
203332 | WASHER, SS, 10# | 0.15 | 0.045
202826 | BOLT, LAG, SS, 5/16" x 1" | 1.08 | 0.324
202317 | WASHER, SS, 5/16" | 0.2 | 0.06
PERMEATE PUMPS
|  | List Price: | Your Net Cost:
Part Number: | Description: | Each
200757 | PUMP, PERMEATE, ERP 1000, CLIP, AQUATEC | 126.1872 | 37.8562
200758 | CLIP, PUMP, PERMEATE, AQUATEC | 5.67 | 1.701
BOOSTER PUMPS
|  | List Price: | Your Net Cost:
Part Number: | Description: | Each
200759 | PUMP, BOOSTER, 6800, 1/4" QC, AQUATEC | 191.7648 | 57.5294
200768 | PUMP, BOOSTER, 8800, 3/8" QC, AQUATEC | 215.784 | 64.7352
200760 | TRANSFORMER, PUMP, 6800, .8 AMP, 110V 60HZ 24VAC, AQUATEC | 35.64 | 10.692
200761 | TRANSFORMER, PUMP, 6800, .8 AMP, 220V 50HZ 24VAC, AQUATEC | 40.392 | 12.1176
200769 | TRANSFORMER, PUMP, 8800, 2 AMP, 110V 60HZ 24VAC, AQUATEC | 59.4 | 17.82
200770 | TRANSFORMER, PUMP, 8800, 2 AMP, 220V 50HZ 24VAC, AQUATEC | 65.448 | 19.6344
203412 | MOUNTING BASE, AQUATEC, 6800-8800 | 7.128 | 2.1384
200762 | SWITCH, TANK, PRESSURE, 20-40 PSI, 1/4" QC, AQUATEC | 34.344 | 10.3032
200771 | SWITCH, TANK, PRESSURE, 20-40 PSI, 3/8" QC, AQUATEC | 35.64 | 10.692
200763 | RESTRICTOR, FIXED, 600 ML/MIN, AUTO FLUSH, 1/4" QC, AQUATEC | 118.8 | 35.64
200772 | RESTRICTOR, FIXED, 800 ML/MIN, AUTO FLUSH, 1/4" QC, AQUATEC | 118.8 | 35.64
200773 | VALVE, SOLENOID, 3/8" COMP, 24V, AQUATEC | 97.2 | 29.16
200765 | HARNESS, WIRING, DOUBLE, AQUATEC | 5.4 | 1.62
200766 | KIT, PUMP, 6800, PRESS SWCH, .8 AMP, 110V 60HZ 24 VAC | 260.1936 | 78.0581
200767 | KIT, PUMP, 6800, PRESS SWCH, .8 AMP, 220V 50HZ 24 VAC | 264.9456 | 79.4837
200775 | KIT, PUMP, 8800, PRESS SWCH, 2 AMP, 110V 60HZ 24 VAC | 310.824 | 93.2472
200776 | KIT, PUMP, 8800, PRESS SWCH, 2 AMP, 220V 50HZ 24 VAC | 316.872 | 95.0616
ROTARY VANE PUMPS
|  | List Price: | Your Net Cost:
Part Number: | Description: | Each
200777 | PUMP, VANE, BRASS, BYPASS, 2 GPM, 201, FLUID-O-TECH | 190.08 | 57.024
200778 | PUMP, VANE, SS, BYPASS, 2 GPM, 211, FLUID-O-TECH | 388.7136 | 116.6141
203657 | PUMP, VANE, BRASS, BYPASS, STRAINER, 2 GPM, 201X, FLUID-O-TECH | 221.85 | 66.555
200779 | PUMP, VANE, BRASS, BYPASS, 2.3 GPM, 401, FLUID-O-TECH | 190.08 | 57.024
200780 | PUMP, VANE, SS, BYPASS, 2.3 GPM, 411, FLUID-O-TECH | 349.92 | 104.976
203656 | PUMP, VANE, BRASS, BYPASS, STRAINER, 2.3 GPM, 401X, FLUID-O-TECH | 221.85 | 66.555
200781 | PUMP, VANE, BRASS, BYPASS, 3 GPM, 601, FLUID-O-TECH | 336.96 | 101.088
200782 | PUMP, VANE, SS, BYPASS, 3 GPM, 611, FLUID-O-TECH | 583.2 | 174.96
200783 | PUMP, VANE, BRASS, BYPASS, 5.3 GPM, 1001, FLUID-O-TECH | 336.96 | 101.088
200784 | PUMP, VANE, SS, BYPASS, 5.3 GPM, 1011, FLUID-O-TECH | 583.2 | 174.96
203415 | CLAMP, PUMP, FLUID-O-TECH | 4.536 | 1.3608
203416 | SCREW, 10-32 X 1-3/8", SS, CLAMP, FLUID-O-TECH | 0.864 | 0.2592
203417 | SPRING, PUMP, FLUID-O-TECH | 0.432 | 0.1296
200785 | KIT, REBUILD, PUMP, 400 SERIES, FLUID-O-TECH | 77.76 | 23.328
200786 | KIT, REBUILD, PUMP, 600 SERIES, FLUID-O-TECH | 129.6 | 38.88
200787 | KIT, REBUILD, PUMP, 1000 SERIES, FLUID-O-TECH | 129.6 | 38.88
MULTI-STAGE PUMPS
|  | List Price: | Your Net Cost:
Part Number: | Description: | Each
200788 | PUMP, MULTI-STAGE, 1 HP, 110/220V 1 PH, 7GBC1014R0, GOULDS | 1780.931 | 534.2793
202176 | PUMP, MULTI-STAGE, 1 HP, 220/460V 3 PH, 7GBC1015R0, GOULDS | 1677.43 | 503.229
200794 | PUMP, MULTI-STAGE, 1 HP, 110/220V 1 PH, 7GBS1014R4, GOULDS | 2250.2545 | 675.0764
203247 | PUMP, MULTI-STAGE, 1 HP, 220/460V 3 PH, 7GBS1015R4, GOULDS | 2182.4435 | 654.7331
200789 | PUMP, MULTI-STAGE, 1.5 HP, 110/220V 1 PH, 10GBC1514Q0, GOULDS | 1739.8875 | 521.9662
202177 | PUMP, MULTI-STAGE, 1.5 HP, 220/460V 3 PH, 10GBC1515Q0, GOULDS | 1841.604 | 552.4812
200795 | PUMP, MULTI-STAGE, 1.5 HP, 110/220V 1 PH, 10GBS1514Q4, GOULDS | 2171.7365 | 651.5209
203248 | PUMP, MULTI-STAGE, 1.5 HP, 220/460V 3 PH, 10GBS1515Q4, GOULDS | 2471.5325 | 741.4597
200790 | PUMP, MULTI-STAGE, 3 HP, 220V 1 PH, 18GBC3014Q0, GOULDS | 2649.9825 | 794.9947
200791 | PUMP, MULTI-STAGE, 3 HP, 220/460V 3 PH, 18GBC3015Q0, GOULDS | 2649.9825 | 794.9947
200796 | PUMP, MULTI-STAGE, 3 HP, 220V 1 PH, 18GBS3014Q4, GOULDS | 3119.306 | 935.7918
200797 | PUMP, MULTI-STAGE, 3 HP, 220/460V 3 PH, 18GBS3015Q4, GOULDS | 3119.306 | 935.7918
200792 | PUMP, MULTI-STAGE, 3 HP, 220V 1 PH, 25GBC3014P0, GOULDS | 2439.4115 | 731.8234
200793 | PUMP, MULTI-STAGE, 3 HP, 220/460V 3 PH, 25GBC3015P0, GOULDS | 2523.283 | 756.9849
200798 | PUMP, MULTI-STAGE, 3 HP, 220V 1 PH, 25GBS3014P4, GOULDS | 3122.875 | 936.8625
200799 | PUMP, MULTI-STAGE, 3 HP, 220/460V 3 PH, 25GBS3015P4, GOULDS | 3122.875 | 936.8625
205850 | PUMP, MULTI-STAGE, 3 HP, 110V/220V 1 PH, 1SV30PF3A20, GOULDS | 7374.55 | 2212.365
205646 | PUMP, MULTI-STAGE, 3HP, 208/460V 3PH, 1SV30PF4F20, GOULDS | 7044.21 | 2113.263
205830 | PUMP, MULTI-STAGE, 5HP, 208-230/460V 3PH, 5SV15FG4F20, GOULDS | 5321.545 | 1596.4635
205829 | PUMP, MULTI-STAGE, 5HP, 208-230/460V 3PH, 5SV17FG4F20, GOULDS | 6363.61 | 1909.083
205647 | PUMP, MULTI-STAGE, 5HP, 208/460V 3PH, 3SV27PG4F20, GOULDS | 7233.035 | 2169.9105
205648 | PUMP, MULTI-STAGE, 10HP, 208/460V 3PH, 5SV27PJ4F20, GOULDS | 9292.68 | 2787.804
205649 | PUMP, MULTI-STAGE, 15HP, 208/460V 3PH, 10SV19PK4F20, GOULDS | 14107.925 | 4232.3775
202074 | PUMP, 1.5 HP, 3PH, 208-230/480V, 304 SS, CRI 3-9, GRUNDFOS | 3361.832 | 1008.5496
203163 | PUMP, 5 HP, 3 PH, 208-230/480V, 304 SS, CRI 5-12, GRUNDFOS | 5612.46 | 1683.738
202306 | PUMP, 5 HP , 3 PH, 208-230/480V, CR5-15, GRUNDFOS | 6449.1 | 1934.73
202283 | PUMP, 5 HP, 3 PH, 208-230/480V, CR5-16, GRUNDFOS | 5348.852 | 1604.6556
202532 | PUMP, 7.5 HP, 3 PH, 208-230/480V, CR5-18, GRUNDFOS | 6712.7495 | 2013.8248
203562 | PUMP, 5 HP, 3 PH, 208-230/480V, CR10-7, GRUNDFOS | 6743.252 | 2022.9756
201589 | FLANGE, KIT, 1-1/4", CAST IRON, CR5 SERIES, GRUNDFOS | 213.444 | 64.0332
203563 | FLANGE, KIT, 2", CAST IRON, CR10 SERIES, GRUNDFOS | 368.256 | 110.4768
205863 | PUMP, LEFT HAND, 4.2 GPM, 1500 PSI, WM SERIES | 2272.2 | 681.66
DELIVERY PUMPS
|  | List Price: | Your Net Cost:
Part Number: | Description: | Each
200802 | PUMP, DELIVERY, 1/2 HP, 110/220V 1 PH, 2HM1C1B0, GOULDS | 1559.4552 | 467.8366
200803 | PUMP, DELIVERY, 3/4 HP, 110/220V 1 PH, 2HM1D1C0, GOULDS | 2475.099 | 742.5297
200804 | PUMP, DELIVERY, 1 HP, 110/220V 1 PH, 2HM1E1D0, GOULDS | 2752.272 | 825.6816
200805 | PUMP, DELIVERY, 3 HP, 110/220V 1 PH, LCB1H1B0, GOULDS | 2061.72 | 618.516
200806 | PUMP, DELIVERY, 3/4 HP, 110V 1 PH, MQ3-35, GRUNDFOS | 1473.25 | 441.975
201355 | PUMP, DELIVERY, 3/4 HP, 220V 1 PH, MQ3-35, GRUNDFOS | 1473.25 | 441.975
200807 | PUMP, DELIVERY, 1 HP, 110V 1 PH, MQ3-45, GRUNDFOS | 1514.75 | 454.425
201356 | PUMP, DELIVERY, 1 HP, 220V 1 PH, MQ3-45, GRUNDFOS | 1514.75 | 454.425
201438 | FITTING, KIT, 1" SCREW CONNECTION, GRUNDFOS MQ3 | 246.925 | 74.0775
VARIABLE SPEED DELIVERY PUMPS
|  | List Price: | Your Net Cost:
Part Number: | Description: | Each
200801 | PUMP, DELIVERY, VSP, 5501, .3 - 2.5 GPM, 110V 60HZ, AQUATEC | 634.4964 | 190.3489
203659 | PUMP, DELIVERY, VSP, 5502, 4.5 GPM, 110V, AQUATEC | 628.4106 | 188.5232
203333 | ADAPTER, REDUCER, 3/8" QC, AQUATEC 550 | 8.1216 | 2.4365
203334 | ADAPTER, REDUCER, 1/2" QC, AQUATEC 550 | 10.4976 | 3.1493
205748 | PUMP, DELIVERY, VARIABLE, 1 HP, 316 SS, 110V 1PH, AQUABOOST, GOULDS | 5022.648 | 1506.7944
205749 | PUMP, DELIVERY, VARIABLE, 1 HP, 316 SS, 220V 1PH, AQUABOOST, GOULDS | 4784.184 | 1435.2552
202005 | PUMP, DELIVERY, VARIABLE, 1-1/2 HP, 316 SS, 220V 1PH, AQUABOOST, GOULDS | 5325.696 | 1597.7088
205637 | PUMP, DELIVERY, VARIABLE, 3 HP, 316 SS, 220V 1PH, AQUABOOST, GOULDS | 6639.732 | 1991.9196
205638 | PUMP, DELIVERY, VARIABLE, 5 HP, 316 SS, 220V 1PH, AQUABOOST, GOULDS | 9546.012 | 2863.8036
MOTORS
|  | List Price: | Your Net Cost:
Part Number: | Description: | Each
201402 | MOTOR, CARBONATOR, 1/4 HP, 110/220V 50/60HZ, 48Y, MARATHON | 276.48 | 82.944
200808 | MOTOR, CARBONATOR, 1/3 HP, 110/220V 50/60HZ, 48Y, MARATHON | 401.544 | 120.4632
200809 | MOTOR, CARBONATOR, 1/2 HP, 110/220V 50/60HZ, 48Y, MARATHON | 363.2256 | 108.9677
201985 | MOTOR, CARBONATOR, 3/4 HP, 110/220V 50/60HZ, 48Y, MARATHON | 418.1328 | 125.4398
200811 | MOTOR, TEFC, 1 HP, 110/220V 50/60HZ, 56C, LEESON | 1116.35 | 334.905
205864 | MOTOR, TEFC, 2.5 HP, 220V 50/60HZ, 56C, 8125, MARATHON | 1597.75 | 479.325
200812 | ADAPTER, FACE, 56C | 15.75 | 4.725
202812 | BOLT, ALLEN, 3/8-16 X 1-1/4” | 1.98 | 0.594
200813 | COUPLER, PUMP, BORE, 5/8" | 64.8 | 19.44
METAL BLADDER TANKS
|  | List Price: | Your Net Cost:
Part Number: | Description: | Each
200931 | TANK, BLADDER, METAL, 11" X 14", 4 (3.2) GAL, 1/4" MNPT | 83.4192 | 25.0258
200934 | TANK, BLADDER, METAL, 15" X 23", 15 (10.7) GAL, 1/4" MNPT | 213.6672 | 64.1002
200935 | TANK, BLADDER, METAL, 15" X 23", 15 (10.7) GAL, 3/4" MNPT | 213.6672 | 64.1002
200936 | TANK, BLADDER, METAL, 15" X 30", 20 (10.7) GAL, 3/4" MNPT | 349.0992 | 104.7298
FIBERGLASS BLADDER TANKS
|  | List Price: | Your Net Cost:
Part Number: | Description: | Each
200940 | TANK, BLADDER, FRP, 16" X 32.5", 20 (13) GAL, 1" MNPT | 804.168 | 241.2504
200942 | TANK, BLADDER, FRP, 16" X 57.5", 40 (27) GAL, 1" MNPT | 1391.4288 | 417.4286
200943 | TANK, BLADDER, FRP, 24" X 56.5", 80 (58) GAL, 1.25" MNPT | 2019.7728 | 605.9318
ATMOSPHERIC TANKS
|  | List Price: | Your Net Cost:
Part Number: | Description: | Each
200944 | TANK, ATMOSPHERIC, 14"W X 24"H, 15 GAL | 86.4 | 25.92
200945 | TANK, ATMOSPHERIC , 18"W X 33"H, 35 GAL | 196.128 | 58.8384
200946 | TANK, ATMOSPHERIC, 18"W X 53"H, 50 GAL | 329.3136 | 98.7941
200947 | TANK, ATMOSPHERIC, 28"W X 43"H, 100 GAL | 555.8112 | 166.7434
200948 | TANK, ATMOSPHERIC, 30"W X 72"H, 200 GAL | 1261.3104 | 378.3931
200949 | TANK, ATMOSPHERIC, 36"W X 79"H, 300 GAL | 1448.0208 | 434.4062
203291 | TANK, ATMOSPHERIC, 48"W X 73"H, 500 GAL | 1859.8896 | 557.9669
203292 | TANK, ATMOSPHERIC, 48"W X 103"H, 750 GAL | 2399.1552 | 719.7466
203293 | TANK, ATMOSPHERIC, 48"W X 118"H, 850 GAL | 2614.5072 | 784.3522
203294 | TANK, ATMOSPHERIC, 64"W X 80"H, 1000 GAL | 3266.136 | 979.8408
ELECTRICAL COMPONENTS
|  | List Price: | Your Net Cost:
Part Number: | Description: | Each
200862 | SWITCH, ON/OFF, SINGLE POLE, 110V | 24.705 | 7.4115
200863 | SWITCH, ON/OFF, DOUBLE POLE, 220V | 48 | 14.4
200864 | BOX, SWITCH, GANG, SINGLE, PROOF, WEATHER | 17.46 | 5.238
200866 | PLUG, ELECTRICAL, 110V | 40.77 | 12.231
200867 | BOX, GREY, 4" X 4" X 4", WEATHER PROOF | 63.12 | 18.936
202385 | BOX, GREY, 5" X 5" X 2", WEATHER PROOF | 45.855 | 13.7565
200868 | CORD, BLACK, 14-3, 300V, PER FT | 2.7 | 0.81
200870 | CORD, BLACK, 12-3, 600V, PER FT | 2.745 | 0.8235
200872 | CORD, BLACK, 12-4, 600V, PER FT | 3.015 | 0.9045
202765 | CORD, BLACK, 14-4, 600V, PER FT | 2.295 | 0.6885
TESTING METERS
|  | List Price: | Your Net Cost:
Part Number: | Description: | Each
200876 | METER, TDS, THERM, TDS-3, HM DIGITAL | 43.6752 | 13.1026
200880 | METER, TDS, THERM, TDS-4TM, HM DIGITAL | 43.6752 | 13.1026
204282 | METER, TDS, HAND HELD, EZ | 36.1584 | 10.8475
200878 | METER, TDS, INLINE, DM-1, HM DIGITAL | 62.8992 | 18.8698
200881 | METER, TDS, INLINE, DM-2, 1/4" QC, HM DIGITAL | 100.2672 | 30.0802
203385 | METER, TDS, INLINE, DM-2, 1/2"QC, HM DIGITAL | 112.32 | 33.696
201382 | METER, TDS, INLINE, SM-1, HM DIGITAL | 50.2416 | 15.0725
203338 | METER, ORP, ORP-200, HM DIGITAL | 226.7568 | 68.027
200887 | METER, TDS, EC, COM-100, HM DIGITAL | 147.096 | 44.1288
200888 | METER, PH, PH-200, HM DIGITAL | 200.2752 | 60.0826
206351 | METER, PH, PH-80, HM DIGITAL | 117.72 | 35.316
201383 | METER, COND, QC-1, HM DIGITAL | 43.8912 | 13.1674
206352 | METER, VOLUMIZER, FILTER MONITOR, FM-2, HM DIGITAL | 90.8496 | 27.2549
200877 | CONTROLLER, TDS, PANEL MNT, PS-100, HM DIGITAL | 341.28 | 102.384
200882 | CONTROLLER, TDS, PANEL MNT, PS-200, HM DIGITAL | 453.6 | 136.08
200883 | CONTROLLER, TDS, PANEL MNT, PS-202, HM DIGITAL | 552.96 | 165.888
202032 | CONTROLLER, TDS, EC, PANEL MNT, PSC-150, HM DIGITAL | 466.56 | 139.968
203658 | PROBE, TDS, PANEL MNT, HM DIGITAL | 125.28 | 37.584
200892 | HANNA PANEL MOUNT TDS MINI CONTROLLER 110/220 VOLT | 442.368 | 132.7104
200893 | HANNA PANEL MOUNT PH/TDS MINI CONTROLLER PROBE | 413.8128 | 124.1438
200894 | CONTROLLER, PH, PANEL MNT, 110/220V, HANNA | 443.88 | 133.164
202288 | PROBE, PH, PANEL MNT, HANNA | 441.4176 | 132.4253
205453 | PROBE, PH, S200, RO CONTROLLER | 756 | 226.8
205454 | PROBE, ORP, S200, RO CONTROLLER | 955.584 | 286.6752
205455 | PH BOARD, S200, RO CONTROLLER | 695.52 | 208.656
205456 | ORP BOARD, S200, RO CONTROLLER | 695.52 | 208.656
202341 | BOARD, EXPANDER, I/O, 150 RO CONTROLLER | 384.48 | 115.344
204498 | CONTROLLER, ORP, PANEL MNT, 110/220V, HANNA | 604.8 | 181.44
204499 | PROBE, ORP, PANEL MNT, HANNA | 699.84 | 209.952
200891 | METER, ULTRAMETER, 4P, MYRON L | 1693.44 | 508.032
203297 | SOLUTION, CALIBRATION, (342 PPM), HM DIGITAL | 10.8 | 3.24
203298 | SOLUTION, CALIBRATION, (1000 PPM), HM DIGITAL | 10.8 | 3.24
203299 | SOLUTION, CALIBRATION, PH, POWDER PACKS, HM DIGITAL | 23.76 | 7.128
203300 | SOLUTION, CALIBRATION, ORP, POWDER PACKS, HM DIGITAL | 39.96 | 11.988
200895 | SOLUTION, CALIBRATION, PH, 7 PH, HANNA | 44.928 | 13.4784
205469 | SOLUTION, CALIBRATION, TDS, 150 PPM, MYRON L | 70.35 | 21.105
TESTING KITS
|  | List Price: | Your Net Cost:
Part Number: | Description: | Each
202174 | TEST, RO SYSTEM PERFORMANCE, NTL | 954.72 | 286.416
203663 | TEST, RO-CHECK, NATIONAL TEST, LABS | 721.44 | 216.432
TOTALIZING METERS
|  | List Price: | Your Net Cost:
Part Number: | Description: | Each
201386 | METER, GALLON, 5/8" X 3/4" FNPT, CONNECTORS, C700, AMCO | 289.44 | 86.832
FLOW METERS
|  | List Price: | Your Net Cost:
Part Number: | Description: | Each
203849 | METER, FLOW, PM, 0.1-1 GPM, 1/2" MNPT x 1/2" MNPT, AXEON | 61.5168 | 18.455
200897 | METER, FLOW, PM, 0.2-2 GPM, 1/2" MNPT x 1/2" MNPT, AXEON | 63.365 | 19.0095
200898 | METER, FLOW, PM, 1-5 GPM, 1/2" MNPT x 1/2" MNPT, AXEON | 74.52 | 22.356
200899 | METER, FLOW, PM, 1-10 GPM, 1" MNPT x 1" MNPT, AXEON | 90.22 | 27.066
200900 | METER, FLOW, PM, 2-20 GPM, 1" MNPT x 1" MNPT, AXEON | 93.69 | 28.107
201837 | NIPPLE, METER, FLOW,0.1-1, 0.2-2, 1-5 GPM, AXEON | 5.885 | 1.7655
201838 | NIPPLE, METER, FLOW, 1-10, 2-20 GPM, AXEON | 7.59 | 2.277
205103 | METER, FLOW, PM, 0.2-2 GPM, SS VALVE, 1/2" MNPT X 1/2" MNPT, AXEON | 175 | 52.5
205104 | METER, FLOW, PM, 1-5 GPM, SS VALVE, 1/2" MNPT X 1/2" MNPT, AXEON | 175 | 52.5
205105 | METER, FLOW, PM, 1-10 GPM, SS VALVE, 1" MNPT X 1" MNPT, AXEON | 225 | 67.5
205106 | METER, FLOW, PM, 2-20 GPM, SS VALVE, 1" MNPT X 1" MNPT, AXEON | 225 | 67.5
204246 | METER, FLOW, IL, 0-10 GPM, 3/4" FNPT x 3/4" FNPT | 89.49 | 26.847
204271 | METER, FLOW, IL, 0-20 GPM, 1" FNPT x 1" FNPT | 89.5 | 26.85
204272 | METER, FLOW, IL, 4-40 GPM, 1-1/2" FNPT x 1-1/2" FNPT | 138 | 41.4
204273 | METER, FLOW, IL, 4-60 GPM, 1-1/2" FNPT x 1-1/2" FNPT | 138 | 41.4
PRESSURE GAUGES
|  | List Price: | Your Net Cost:
Part Number: | Description: | Each
202436 | GAUGE, BKM, NO FILL, 0-160 PSI/BAR, 1.5" DIA, 1/8" MNPT, AXEON | 15.705 | 4.7115
205802 | GAUGE, BTM, NO FILL, 0-100 PSI/BAR, 2.0" DIA, 1/4" MNPT, AXEON | 15.84 | 4.752
204165 | GAUGE, BKM, GLY FILL, 0-100 PSI/BAR, 2.5" DIA, 1/4" MNPT, AXEON | 19.344 | 5.8032
200903 | GAUGE, BTM, GLY FILL, 0-300 PSI/BAR, 2.5" DIA, 1/4" MNPT, AXEON | 34.7355 | 10.4207
200904 | GAUGE, BKM, GLY FILL, 0-300 PSI/BAR, 2.5" DIA, 1/4" MNPT, AXEON | 19.344 | 5.8032
205099 | GAUGE, BKM, GLY FILL, 0-100 PSI/BAR, 2.5" DIA, SS, 1/4" MNPT, AXEON | 64.449 | 19.3347
205100 | GAUGE, BKM, GLY FILL, 0-600 PSI/BAR, 2.5" DIA, SS, 1/4" MNPT, AXEON | 64.449 | 19.3347
201360 | GAUGE, BKM, GLY FILL, 0-1000 PSI/BAR, 2.5" DIA, SS, 1/4" MNPT, AXEON | 71.61 | 21.483
LOW PRESSURE SWITCHES
|  | List Price: | Your Net Cost:
Part Number: | Description: | Each
200906 | SWITCH, PRESSURE, LOW, N/O, 15-30 PSI, 1/4" FNPT | 55.2595 | 16.5779
203288 | SWITCH, PRESSURE, LOW, N/O, 110V, RETROFIT, KIT | 197.82 | 59.346
204037 | SWITCH, PRESSURE, LOW, N/O, 220V, RETROFIT, KIT | 267.21 | 80.163
205097 | SWITCH, PRESSURE, LOW, N/C, 5 PSI, 1/4" MNPT, NASON | 306 | 91.8
206024 | SWITCH, PRESSURE, LOW, 5 PSI, 1/4" FNPT, BEACON | 88.965 | 26.6895
206025 | SWITCH, PRESSURE, LOW, 200 PSI, 1/4" FNPT, BEACON | 88.965 | 26.6895
HIGH PRESSURE SWITCHES
|  | List Price: | Your Net Cost:
Part Number: | Description: | Each
200907 | SWITCH, PRESSURE, HIGH, N/C 40-60, 1/4" FNPT | 92.52 | 27.756
203534 | SWITCH, PRESSURE, HIGH, N/C, 110V, STORAGE TANK, ADD-ON, KIT | 418.05 | 125.415
204171 | SWITCH, PRESSURE, HIGH, N/C, 220V, STORAGE TANK, ADD-ON, KIT | 315.135 | 94.5405
205098 | SWITCH, PRESSURE, HIGH, NC, 425 PSI, 1/4" MNPT, NASON | 441 | 132.3
205827 | SWITCH, PRESSURE, HIGH, NC, 950 PSI, 1/4" MNPT, NASON | 441 | 132.3
SOLENOID VALVES
|  | List Price: | Your Net Cost:
Part Number: | Description: | Each
204908 | VALVE, SOLENOID, N/C, UL, 24V, 1/2" FNPT, 3 METER CORD | 148.4745 | 44.5423
204909 | VALVE, SOLENOID, N/C, UL, 110V, 1/2" FNPT, 3 METER CORD | 148.4745 | 44.5423
204910 | VALVE, SOLENOID, N/C, UL, 220V, 1/2" FNPT, 3 METER CORD | 148.4745 | 44.5423
204911 | VALVE, SOLENOID, N/C, UL, 110V, 3/4" FNPT, 3 METER CORD | 152.892 | 45.8676
204912 | VALVE, SOLENOID, N/C, UL, 220V, 3/4" FNPT, 3 METER CORD | 152.892 | 45.8676
204913 | VALVE, SOLENOID, N/C, UL, 110V, 1" FNPT, 3 METER CORD | 152.892 | 45.8676
204914 | VALVE, SOLENOID, N/C, UL, 220V, 1" FNPT, 3 METER CORD | 152.892 | 45.8676
204918 | VALVE, SOLENOID, N/C, 220V, 1.5" FNPT, 3 METER CORD | 347.262 | 104.1786
204920 | VALVE, SOLENOID, N/C, 220V, 2" FNPT, 3 METER CORD | 485.2275 | 145.5683
204915 | COIL, SOLENOID, DIN, 110V, 3 METER CORD | 98.8125 | 29.6438
204916 | COIL, SOLENOID, DIN, 220V, 3 METER CORD | 98.8125 | 29.6438
205866 | VALVE, SOLENOID, N/C, PVC, VIT, 220V, 1/2" FNPT, PLAST-O-MATIC | 1321.488 | 396.4464
205865 | VALVE, SOLENOID, 3-WAY, PVC, VIT, 220V, 1/2" FNPT, PLAST-O-MATIC | 2277.72 | 683.316
FLOAT SWITCHES
|  | List Price: | Your Net Cost:
Part Number: | Description: | Each
200916 | SWITCH, FLOAT, N/O, 20' CORD, 110V | 181.008 | 54.3024
200917 | SWITCH, FLOAT, N/O, 20' CORD, 220V | 181.008 | 54.3024
200918 | SWITCH, FLOAT, N/C, 20' CORD, 110V | 181.008 | 54.3024
200919 | SWITCH, FLOAT, N/C, 20' CORD, 220V | 181.008 | 54.3024
FLOAT VALVES
|  | List Price: | Your Net Cost:
Part Number: | Description: | Each
200920 | VALVE, FLOAT, PVC, MINI, 1/4" COMP | 29.16 | 8.748
200921 | VALVE, FLOAT, PVC, MINI, 3/8" COMP | 32.2704 | 9.6811
204304 | VALVE, FLOAT, PVC, HEAVY DUTY, 3/4" MNPT, TANK MOUNT | 146.578 | 43.9734
LEAK DETECTORS
|  | List Price: | Your Net Cost:
Part Number: | Description: | Each
200922 | DETECTOR, LEAK, ALARM, ASO, 1/4" QC | 99 | 29.7
200923 | DETECTOR, LEAK, ALARM, ASO, 3/8" QC | 99 | 29.7
200924 | DETECTOR, LEAK, ALARM, ASO, 1" FNPT, AQUA GATE | 490.5 | 147.15
200925 | SENSOR, DETECTOR, LEAK, 3' CORD | 18 | 5.4
200926 | SENSOR, DETECTOR, LEAK, 8' CORD | 22.5 | 6.75
200927 | SENSOR, DETECTOR, LEAK, 15' CORD | 24.75 | 7.425
200928 | SENSOR, DETECTOR, LEAK, 25' CORD | 27 | 8.1
200929 | SENSOR, DETECTOR, LEAK, 15' CORD, AQUA GATE | 13.5 | 4.05
200930 | SENSOR, DETECTOR, LEAK, 25' CORD, AQUA GATE | 54 | 16.2
GLOBE VALVES
|  | List Price: | Your Net Cost:
Part Number: | Description: | Each
202270 | VALVE, GLOBE, SS, 1/2" FNPT | 114.75 | 34.425
200994 | VALVE, GLOBE, SS, 3/4" FNPT | 194.85 | 58.455
200995 | VALVE, GLOBE, SS, 1" FNPT | 229.23 | 68.769
205889 | VALVE, GLOBE, SS, 1-1/4" FNPT | 329.85 | 98.955
200996 | VALVE, GLOBE, SS, 1-1/2" FNPT | 472.5 | 141.75
205931 | VALVE, GLOBE, SS, 3/4" FNPT, 800 LB. | 609.975 | 182.9925
205903 | VALVE, GLOBE, SS, 1" FNPT, 800 LB. | 784.98 | 235.494
205932 | VALVE, GLOBE, SS, 1-1/2" FNPT, 800 LB. | 1323 | 396.9
NEEDLE VALVES
|  | List Price: | Your Net Cost:
Part Number: | Description: | Each
201004 | VALVE, NEEDLE, SS 316L, 1/4" FNPT, AXEON | 78.76 | 23.628
201005 | VALVE, NEEDLE, SS 316L, 3/8" FNPT, AXEON | 96.03 | 28.809
201006 | VALVE, NEEDLE, SS 316L, 1/2" FNPT, AXEON | 119.34 | 35.802
203296 | VALVE, NEEDLE, SS 316L, 3/4" FNPT, AXEON | 200.575 | 60.1725
CHECK VALVES
|  | List Price: | Your Net Cost:
Part Number: | Description: | Each
201385 | VALVE, CHECK, ELBOW 1/4" TUBE X 1/8" MNPT | 66.195 | 19.8585
200962 | VALVE, CHECK, ACETAL, 3/8" QC X 3/8" QC, JG | 21.87 | 6.561
200963 | VALVE, CHECK, PVC, 1/4" FNPT X 1/4" FNPT | 31.41 | 9.423
200964 | VALVE, CHECK, PVC, 3/8" FNPT X 3/8" FNPT | 15.3 | 4.59
200965 | VALVE, CHECK, PVC, 1/2" FNPT X 1/2" FNPT | 31.185 | 9.3555
200966 | VALVE, CHECK, PVC, 3/4" FNPT X 3/4" FNPT | 42.84 | 12.852
200967 | VALVE, CHECK, PVC, 1" FNPT X 1" FNPT | 39.735 | 11.9205
RESIDENTIAL COMPONENTS
|  | List Price: | Your Net Cost:
Part Number: | Description: | Each
200970 | FAUCET, LONG REACH, NON-AIR GAP, CHROME | 32.58 | 9.774
200975 | ADAPTER, FEED, 90 DEG ANGLED, 1/4" COMP X 1/8" MNPT | 16.875 | 5.0625
200953 | VALVE, ASO, WHITE, 1/4" QC | 13.86 | 4.158
200956 | CLIP, AUTO SHUT-OFF, WHT | 0.585 | 0.1755
200968 | VALVE, SADDLE, DRAIN, BLACK, NUT, 1/4" COMP | 3.105 | 0.9315
201008 | VALVE, TANK, PLASTIC, WHITE, NUT, ANGLED, 1/4" FNPT X 1/4" COMP | 3.96 | 1.188
200957 | VALVE, BALL, 1/4" QC X 1/4" QC, JG | 10.8 | 3.24
200958 | VALVE, BALL, 3/8" QC X 3/8" QC, JG | 11.385 | 3.4155
FLOW RESTRICTORS
|  | List Price: | Your Net Cost:
Part Number: | Description: | Each
200985 | RESTRICTOR, CAPILLARY, 105ML/MIN, RED, 10 GPD, AXEON | 3.375 | 1.0125
200986 | RESTRICTOR, CAPILLARY, 125ML/MIN, RED, 12 GPD, AXEON | 3.375 | 1.0125
200987 | RESTRICTOR, CAPILLARY, 189ML/MIN, BROWN, 18 GPD, AXEON | 3.105 | 0.9315
200988 | RESTRICTOR, CAPILLARY, 263ML/MIN, BLACK, 25 GPD, AXEON | 3.465 | 1.0395
200989 | RESTRICTOR, CAPILLARY, 368ML/MIN, YELLOW, 35 GPD, AXEON | 2.97 | 0.891
200990 | RESTRICTOR, CAPILLARY, 525ML/MIN, GREEN, 50 GPD, AXEON | 3.24 | 0.972
200991 | RESTRICTOR, CAPILLARY, 735ML/MIN, BLUE, 75 GPD, AXEON | 2.925 | 0.8775
200992 | RESTRICTOR, CAPILLARY, 1052ML/MIN, WHITE, 100 GPD, AXEON | 2.88 | 0.864
200993 | RESTRICTOR, CAPILLARY, 1577ML/MIN, GREY, 150 GPD, AXEON | 0.675 | 0.2025
SERVICES
PRIVATE LABELING
THE USE OF A DISCOUNT MULTIPLIER DOES NOT APPLY TO SERVICE PRICES.
Part Number: | Description: | Your Net Cost:
| INITIAL SETUP CHARGE | 300
*THE ABOVE FEE MAY APPLY TO OTHER PRODUCTS NOT LISTED ON THIS SCHEDULE
MINIMUM QUANTITIES REQUIRED PER ORDER BELOW:
| 250 PCS. RESIDENTIAL MEMBRANES | 0.25 | EACH
| 25 PCS. COMMERCIAL MEMBRANES | 0.5 | EACH
| 25 PCS. PRESSURE VESSELS | 0.5 | EACH
| 10 PCS. RESIDENTIAL RO SYSTEMS | 1 | EACH
| 10 PCS. FILTRATION SYSTEMS | 1 | EACH
| 1 PC. COMMERCIAL RO SYSTEMS (FLEXEON ONLY) | 10 | EACH
MEMBRANE ELEMENT ANALYSIS
THE USE OF A DISCOUNT MULTIPLIER DOES NOT APPLY TO SERVICE PRICES.
Part Number: | Description: | Your Net Cost:
| COMMERCIAL MEMBRANE AUTOPSY AND FINDINGS REPORT | 250 | EACH
| RESIDENTIAL MEMBRANE AUTOPSY AND FINDINGS REPORT | 100 | EACH
CUSTOM PRODUCT MANUFACTURING
THE USE OF A DISCOUNT MULTIPLIER DOES NOT APPLY TO SERVICE PRICES.
Part Number: | Description: | Your Net Cost:
| R&D SETUP CHARGE | 500 | EACH
*THE ABOVE FEE MAY VARY DEPENDING ON THE COMPLEXITY OF THE PROJECT
*PRIVATE LABELING SETUP CHARGE MAY APPLY
*THE ABOVE FEE MAY APPLY TO OTHER PRODUCTS NOT LISTED ON THIS SCHEDULE
MINIMUM QUANTITIES REQUIRED PER ORDER BELOW:
500 PCS. RESIDENTIAL MEMBRANES
100 PCS. COMMERCIAL MEMBRANES
100 PCS. PRESSURE VESSELS
25 PCS. RESIDENTIAL RO SYSTEMS
25 PCS. MULTI CARTRIDGE FILTRATION SYSTEMS
| COMMERCIAL RO SYSTEMS | TBD | PER PROJECT
LABOR SERVICE CHARGE
THE USE OF A DISCOUNT MULTIPLIER DOES NOT APPLY TO SERVICE PRICES.
Part Number: | Description: | Your Net Cost:
| LABOR SERVICE CHARGE APPLIED TOWARDS ANY PRODUCT(S) | 150 | PER HOUR
| ON-SITE START-UP & TROUBLESHOOTING | 2000 | PER DAY + EXPENSES

## Compatibility Report
Compatibility Report for AXEON 2012 Price List Master_Customer.xls
Run on 10/4/2011 20:18
The following features in this workbook are not supported by earlier versions of Excel. These features may be lost or degraded when opening this workbook in an earlier version of Excel or if you save this workbook in an earlier file format.
Significant loss of functionality | # of occurrences | Version
This workbook contains data in cells outside of the row and column limit of the selected file format. Data beyond 256 (IV) columns by 65,536 rows will not be saved. Formula references to data in this region will return a #REF! error. | 1
| AXEON 2012 PRICE LIST'!A1:XN3603 | Excel 97-2003
Minor loss of fidelity
Some cells or styles in this workbook contain formatting that is not supported by the selected file format. These formats will be converted to the closest format available. | 108 | Excel 97-2003